## Cover
QSAN Technology, Inc.
Compatibility Matrix
Version 201606
114 台北市內湖區瑞湖街103號4樓
4F., No.103, Ruihu St., Neihu Dist., Taipei City 114, Taiwan (R.O.C.)
TEL : +886-2-7720-2118 FAX : +886-2-7720-0295

## Disclaimer
Disclaimer
1. | The compatibility matrix is for reference purpose only. It is subject to update at any time without notice.
2. | The compatibility test uses the versions as listed only.
3. | Althouth the test may spend a few hours up to a few days, it does not garentee the quality or reliability of these devices. The 3rd party device which has been listed means that it can work with our product at the time when testing it.

## Revision
Revision History
Date | Version | Description
2016-05-23 | 201606 | Add SATA 3.5" HDD - Western Digital WD Red Pro, WD6002FFWX-68TZ4N0, 6TB in "SATA HDD". Add 16Gb Fibre Channel Switch - HP SN3000B in "Switch". Add XCubeSAN XS5200 VMware ESXi 6.0 certification in "Certification". Move Western Digital WD RE (SAS), WD4001FYYG-01SL3W0, 4TB to Legacy in "SAS HDD". Move Western Digital WD RE (SAS), WD9001BKHG-02D22V1, 900GB to Legacy in "SAS HDD".
2016-05-03 | 201605 | Add SAS 2.5" SSD - HGST Ultrastar SSD800MH.B, HUSMH8010BSS200, 100GB in "SAS SSD". Update SATA 3.5" HDD - Seagate NAS HDD in "SATA HDD". Update SATA 3.5" HDD - Seagate Surveillance HDD in "SATA HDD". Add 10GbE HBA - Intel X710 in "HBA". Add 12Gb SAS HBA - ATTO ExpressSAS H12F0 in "HBA". Add 12Gb SAS HBA - Avago (LSI) SAS 9302-16e in "HBA". Add 12Gb SAS HBA - Avago (LSI) SAS 9300-16e in "HBA". Add 6Gb SAS HBA - ATTO ExpressSAS H6F0 in "HBA". Add 6Gb SAS RAID Card - ATTO ExpressSAS F680 in "HBA". Add 6Gb SAS RAID Card - Avago (LSI) MegaRAID SAS 9286-8e in "HBA". Move Chelsio S310E-CR-C to Legacy in "HBA". Move Intel E10G42AFDA to Legacy in "HBA". Move Intel E10G42BFSR to Legacy in "HBA". Move Intel EXPX9502CX4 to Legacy in "HBA". Move HP NC7170 to Legacy in "HBA". Move IBM NetXtreme 1000 T to Legacy in "HBA". Move Intel PWLA8492MT to Legacy in "HBA". Move QLogic QLA4052C to Legacy in "HBA".
2016-04-15 | 201605 | Add XCubeSAN and XCubeDAS. Add SATA 3.5" HDD - Seagate Surveillance HDD, ST1000VX001, 1TB in "SATA HDD". Add XCubeSAN XS5200 WHQL certification in "Certification". Add XCubeDAS XD5300 WHQL certification in "Certification".
2016-03-30 | 201604 | Add SATA 3.5" HDD - Seagate NAS HDD, ST1000VN000, 1TB in "SATA HDD".
2016-03-24 | 201604 | Add SAS 2.5" SSD - HGST Ultrastar SSD1600MR, HUSMR1625ASS200 in "SAS SSD". Move HGST Ultrastar SSD400M, HUSML4040ASS600, 400GB to Legacy in "SAS SSD". Move Toshiba MKx001GRZB, MK1001GRZB, 100GB to Legacy in "SAS SSD". Move HGST Ultrastar A7K2000, HUA722020ALA330, 2TB to Legacy in "SATA HDD". Move HGST Ultrastar A7K2000, HUA722010CLA330, 1TB to Legacy in "SATA HDD". Move HGST MegaScale 4000, HMS5C4040ALE640, 4TB to Legacy in "SATA HDD". Move OCZ Deneva 2 C Series, D2CSTK251M20-0240, 240GB to Legacy in "SATA SSD".
2016-03-22 | 201604 | Add SAS 2.5" HDD - HGST Ultrastar C15K600, HUC156030CS4200, 300GB in "SAS HDD". Move HGST Ultrastar C10K600, HUC106060CSS600, 600GB to Legacy in "SAS HDD". Move HGST Ultrastar 7K3000, HUS723030ALS640, 3TB to Legacy in "SAS HDD". Move Toshiba AL13SEL Series, AL13SEL900, 900GB to Legacy in "SAS HDD". Move Toshiba MBF Series, MK2001TRKB, 2TB to Legacy in "SAS HDD". Move Toshiba MBF Series, MBF2600RC, 600GB to Legacy in "SAS HDD".
2016-03-15 | 201604 | Separate SAS HDD/SAS SSD and SATA HDD/SATA SSD. Add SATA 2.5" SSD - Crucial MX200 SSD, CT250MX200SSD1, 250GB in "SATA SSD". Add SATA 2.5" SSD - Samsung SM863, MZ-7KM120HAFD-00005, 120GB in "SATA SSD".
2016-02-25 | 201603 | Add SATA 3.5" HDD - Seagate Enterprise NAS HDD, ST8000NE0001, 8TB in "SATA HDD & SSD". Add SATA 3.5" HDD - Seagate NAS HDD, ST8000VN0002, 8TB in "SATA HDD & SSD".
2016-02-22 | 201603 | Add SATA 3.5" HDD - Seagate Surveillance HDD, ST8000VX0002, 8TB in "SATA HDD & SSD".
2016-02-17 | 201603 | Update Q500-S20 in "SAS HDD & SSD" & "SATA HDD & SSD".
2016-01-30 | 201602 | Update SAS 2.5" HDD - HGST Ultrastar C10K1800, HUC101818CS4204, 1.8TB in "SAS HDD & SSD".
2016-01-04 | 201602 | Add SATA 2.5" SSD - Micron M600, MTFDDAK1T0MBF-1AN1Z, 1TB in "SATA HDD & SSD".
2015-12-31 | 201601 | Add SAS 2.5" HDD - HGST Ultrastar C10K1800, HUC101818CS4204, 1.8TB in "SAS HDD & SSD".
2015-12-25 | 201601 | Add SATA 3.5" HDD - Western Digital WD Red Pro, WD2002FFSX-68PF8N0, 2TB in "SATA HDD & SSD".
2015-12-25 | 201601 | Add SATA 3.5" HDD - Western Digital WD Red Pro, WD60001FFWX-68Z39N0, 6TB in "SATA HDD & SSD".
2015-12-10 | 201601 | Add U400HA-D212, U600HA-D212 in "SAS HDD & SSD" & "SATA HDD & SSD". Add SATA 2.5" SSD - Micron M510DC, MTFDDAK960MBP-1AN1ZAB, 960GB in "SATA HDD & SSD". Move Micron P400m, MTFDDAK100MAN-1S1AA, 100GB to Legacy in "SATA HDD & SSD".
2015-12-01 | 201512 | Add Smart-UPS + UPS Network Management Cards in "UPS". Move APC UPS to Legacy in "UPS".
2015-11-27 | 201512 | Add SATA 3.5" HDD - Seagate Enterprise Capacity 3.5 HDD v5, ST8000NM0055, 8TB in "SATA HDD & SSD".
2015-11-24 | 201512 | Add AegisSAN Q500-P20 is certified ODX in "Certification".
2015-11-17 | 201512 | Add AegisSAN Q500-F21 is certified ODX in "Certification".
2015-11-10 | 201512 | Add AegisSAN Q500-F30 is certified ODX in "Certification".
2015-11-05 | 201512 | Add AegisSAN Q500-P10 is certified ODX in "Certification".
2015-11-02 | 201511 | Add AegisSAN Q500-S20. Add AegisSAN V100-P10 is certified ODX in "Certification".
2015-10-30 | 201511 | Add SATA 3.5" HDD - Western Digital WD RE(SATA), WD6001FSYZ-01SS7B1, 6GB in "SATA HDD & SSD". Move SATA 3.5" HDD - Western Digital WD RE4, WD2003FYYS-02W0B0 to Legacy in "SATA HDD & SSD". Move SATA 3.5" HDD - Western Digital WD RE4, WD1003FBYX-01Y7B0 to Legacy in "SATA HDD & SSD". Move SATA 3.5" HDD - Western Digital WD RE4, WD5003ABYX-01WERA0 to Legacy in "SATA HDD & SSD".
2015-10-29 | 201511 | Add J300Q is cetified WHQL in "Certification".
2015-10-19 | 201511 | Add VMware Certification VAAI-NAS in "Certification".
2015-10-07 | 201511 | Update SAS 3.5" HDD - HGST Ultrastar 7K6000, HUS726060AL5210, 6TB in "SAS HDD & SSD". Update SAS 3.5" HDD - HGST Ultrastar He8, HUH728080AL5200, 8TB in "SAS HDD & SSD".
2015-10-02 | 201510 | Add SATA 2.5" SSD - SanDisk CloudSpeed Eco, SDLFNCAR-960G-1HA1, 960GB in "SATA HDD & SSD". Add Memory - Transcend TS1GLK72W6HL, DDR3-1600, 8GB in "Memory". Move Memory - Apacer 78.B1GDF.42E0C to Legacy in "Memory". Move Memory - Apacer 78.C1GEQ.ATE0C to Legacy in "Memory". Move Memory - Ramstar RSL80A4RDBLQS/8G to Legacy in "Memory". Update J300Q-D/S460 in "SAS HDD & SSD". Update VMware Certification ESXi 6.0 in "Certification".
2015-09-24 | 201510 | Correct SAS 2.5" HDD - Seagate Enterprise Performance 15K HDD v5, ST600MP0005, 600GB in "SAS HDD & SSD".
2015-09-22 | 201510 | Update VMware Certification ESXi 6.0 for TrioNAS LX U300 in "Certification".
2015-09-21 | 201510 | Add SATA 2.5" SSD - Intel DC S3510 Series, SSDSC2BB800G6, 800GB in "SATA HDD & SSD". Add SATA 2.5" SSD - Intel DC S3710 Series, SSDSC2BA200G4, 200GB in "SATA HDD & SSD". Move SATA 2.5" SSD - Intel 710 Series, SSDSA2BZ100G3, 100GB to Legacy in "SATA HDD & SSD".
2015-09-18 | 201510 | Add SATA 3.5" HDD - Seagate NAS HDD, ST6000VN0021, 6GB in "SATA HDD & SSD".
2015-09-11 | 201510 | Add SATA 2.5" SSD - Samsung 845DC PRO, MZ-7WD800, 800GB in "SATA HDD & SSD".
2015-09-10 | 201510 | Add "Cable" page.
2015-08-28 | 201509 | Add Memory - Transcend TS512MLK72W6HL, DDR3-1600, 4GB in "Memory".
2015-08-26 | 201509 | Add SAS 2.5" HDD - Toshiba AL14SEB120N, 1.2TB in "SAS HDD & SSD".
2015-08-21 | 201509 | Add 12Gb SAS RAID Controller Card - Avago MegaRAID SAS 9380-8e in "HBA". Add 6Gb SAS HBA - Avago LSI SAS 9207-8e in "HBA". Update P400Q-D/S460 and P600Q-D/S460 in "SAS HDD & SSD". Update SAS 2.5" SSD - Seagate 1200 SSD, ST400FM0053, 400TB in "SAS HDD & SSD". Move LSI SAS 9205-8e, LSI SAS 3801E, LSI SAS 3800X to Legacy in "HBA". Move Avago ASR-5085, LSI MegaRAID SAS 8880EM2 to Legacy in "HBA".
2015-07-29 | 201508 | Add SAS 2.5" SSD - Seagate 1200 SSD, ST400FM0053, 400TB in "SAS HDD & SSD".
2015-07-02 | 201507 | Add SATA 3.5" HDD - Seagate Enterprise Capacity 3.5 HDD v4, ST6000NM0004, 6TB in "SATA HDD & SSD".
2015-05-29 | 201506 | Add SATA 3.5" HDD - HGST Ultrastar He8, HUH728080ALE600, 8TB in "SATA HDD & SSD". Add SATA 3.5" HDD - Toshiba MG04ACA Series, MG04ACA600E, 6TB in "SATA HDD & SSD".
2015-04-30 | 201505 | Add SAS 3.5" HDD - Seagate Enterprise Performance 15K HDD v5, ST600MP0005, 600GB in "SAS HDD & SSD".
2015-04-27 | 201505 | Add SATA 3.5" HDD - HGST Ultrastar 7K6000, HUS726060ALE610, 6TB in "SATA HDD & SSD".
2015-04-21 | 201505 | Update 8G/10G GBIC - OlinkPhotonics OLSP851XL-CDS3QA in "GBIC & AOC".
2015-04-02 | 201504 | Add 8G/10G GBIC - OlinkPhotonics OLSP851XL-CDS3QA in "GBIC & AOC".
2015-03-27 | 201504 | Add SAS 3.5" HDD - Seagate Enterprise Capacity 3.5 HDD v4, ST6000NM0014, 6TB in "SAS HDD & SSD". Add SAS 3.5" HDD - HGST Ultrastar 7K6000, HUS726060AL5210, 6TB in "SAS HDD & SSD". Add SAS 3.5" HDD - HGST Ultrastar He8, HUH728080AL5200, 8TB in "SAS HDD & SSD".
2015-03-13 | 201504 | Update Memory - ADATA AD3C1600W8G11-BMIE, DDR3-1600, 8GB in "Memory".
2015-03-12 | 201504 | Remove AegisSAN Q500-F20. Remove TrioNAS LX U300-F20. Add TrioNAS U300-F30. Add U400HA/U600HA.
2015-02-26 | 201503 | Add SATA 3.5" HDD - Seagate Enterprise NAS HDD, ST6000VN0001, 6TB in "SATA HDD & SSD".
2015-02-03 | 201502 | Add SATA 2.5" SSD - Micron M500DC, MTFDDAK800MBB-1AE1, 800GB in "SATA HDD & SSD".
2015-01-29 | 201502 | Move Micron RealSSD P400e, MTFDDAK200MAR-1K1AA, 200GB to Legacy in "SATA HDD & SSD".
2015-01-28 | 201502 | Update SAS 3.5" HDD - Toshiba MG04SCA Series, MG04SCA500E, 5TB, FW: 0103 in "SAS HDD & SSD".
2015-01-27 | 201502 | Add SATA 3.5" HDD - Seagate Surveillance HDD, ST3000VX006, 3TB in "SATA HDD & SSD".
2014-12-30 | 201501 | Update 10GbE GBIC - Avago AFBR-709SMZ in "GBIC & AOC".
2014-12-29 | 201501 | Update 8G FC GBIC - Avago AFBR-57D9AMZ in "GBIC & AOC".
2014-12-26 | 201501 | Remove HGST Ultrastar He6, HUS726060ALS640, 6TB in "SAS HDD & SSD" because mechanical issue. Remove HGST Ultrastar He6, HUS726060ALA640, 6TB in "SATA HDD & SSD" because mechanical issue.
2014-12-16 | 201501 | Add WHQL for Windows Server 2012 x64 & 2012 R2 x64 for TrioNAS LX U400 & U600 in "Certification".
2014-12-15 | 201501 | Update SATA 3.5" HDD - Seagate Enterprise Capacity 3.5 HDD v4, ST5000NM0024, 5TB in "SATA HDD & SSD".
2014-12-12 | 201501 | Add VMware Certification ESXi 5.5 for AegisSAN Q500 in "Certification".
2014-12-09 | 201501 | Update SATA 3.5" HDD - Seagate Surveillance HDD, ST4000VX000, 4TB in "SATA HDD & SSD".
2014-12-02 | 201501 | Add VMware Certification ESXi 5.5 for AegisSAN V100-F30 in "Certification".
2014-11-28 | 201412 | Add SATA 2.5" SSD - SanDisk CloudSpeed Ultra, SDLFOCAM-800G-1HA1, 800GB in "SATA HDD & SSD". Update SATA 3.5" HDD - Toshiba MG04ACA Series, MG03ACA500E, 5TB in "SATA HDD & SSD".
2014-11-24 | 201412 | Update 16G FC HBA - ATTO Celerity FC-162E in "HBA". Update 16G FC HBA - Emulex LightPulse LPe16002B in "HBA".
2014-11-20 | 201412 | Add WHQL for Windows Server 2012 & 2012 R2 for TrioNAS LX U300-F20 in "Certification".
2014-11-18 | 201412 | Add more family models on SATA 3.5" HDD - Seagate Surveillance HDD, ST4000VX000, 4TB in "SATA HDD & SSD". Update VMware Certification ESXi 5.5 for TrioNAS LX U300 in "Certification".
2014-10-31 | 201411 | Add SATA 3.5" HDD - Toshiba MG04ACA Series, MG03ACA500E, 5TB in "SATA HDD & SSD".
2014-10-30 | 201411 | Add WHQL for Windows Server 2012 & 2012 R2 for AegusSAN V100-F30 in "Certification".
2014-10-20 | 201411 | Move Seagate Constellation ES, ST2000NM0011, 2TB to Legacy in "SATA HDD & SSD".
2014-10-15 | 201411 | Remove AegisSAN V100-F20. Add AegisSAN V100-F30. Add Citrix Ready for XenServer 6.2 for AegisSAN V100-F30 in "Certification".
2014-10-13 | 201411 | Update VMware Certification ESXi 5.5 for TrioNAS LX U300 in "Certification".
2014-10-06 | 201411 | Add Citrix Ready for XenServer 6.2 for TrioNAS LX U300-P20 in "Certification".
2014-10-03 | 201411 | Add Citrix Ready for XenServer 6.2 for TrioNAS LX U300-F20 in "Certification".
2014-09-30 | 201410 | Add SAS 3.5" HDD - Toshiba MG04SCA Series, MG04SCA500E, 5TB in "SAS HDD & SSD".
2014-09-29 | 201410 | Add SATA 3.5" HDD - HGST Ultrastar He6, HUS726060ALA640, 6TB in "SATA HDD & SSD".
2014-09-23 | 201410 | Add WHQL for Windows Server 2012 & 2012 R2 for TrioNAS LX U300-P20 in "Certification". Add VMware Certification ESXi 5.5 for TrioNAS LX U300 in "Certification".
2014-09-11 | 201410 | Add Citrix Ready for XenServer 6.2 for TrioNAS LX U300-P10 in "Certification".
2014-09-03 | 201410 | Add SAS 3.5" HDD - HGST Ultrastar He6, HUS726060ALS640, 6TB in "SAS HDD & SSD".
2014-09-01 | 201409 | Add 8G FC GBIC - Avago AFBR-57D9AMZ in "GBIC & AOC".
2014-08-29 | 201409 | Add SATA 3.5" HDD - Western Digital WD SE, WD1002F9YZ-09N20L0, 1TB in "SATA HDD & SSD".
2014-08-28 | 201409 | Add WHQL for Windows Server 2012 & 2012 R2 for TrioNAS LX U300-P10 in "Certification". Update SATA 3.5" HDD - Western Digital WD Red Pro, WD4001FFSX-68JNUN0, 4TB in "SATA HDD & SSD". Rename TrionNAS U300 to TrioNAS LX U300. Update TrioNAS LX U300-P10/P20/F20 in "HBA", "GBIC & AOC", "Switch", "SAS HDD & SSD", "SATA HDD & SSD", "UPS" and "Memory".
2014-08-14 | 201409 | Add 16G FC HBA - ATTO Celerity FC-162E in "HBA". Add 16G FC HBA - Emulex LightPulse LPe16002B in "HBA". Add 8G FC HBA - QLogic/Brocade BR-825 in "HBA". Update 8G FC HBA - Emulex LightPulse LPe12004 in "HBA". Update SATA 3.5" HDD - Western Digital WD RE (SATA), WD2000FYYZ-01UL1B1, 2TB in "SATA HDD & SSD". Move 4G FC HBA, SCSI HBA to Legacy in "HBA". Move 4G FC GBIC to Legacy in "GBIC & AOC". Move HGST Ultrastar 7K3000, HUA723030ALA640, 3TB to Legacy in "SATA HDD & SSD".
2014-08-11 | 201409 | Move P400Q, P600Q, U110, U210, U220, U221 with Citrix XenServer 5.6 to Legacy in "Certification" because it is EOL .
2014-08-05 | 201409 | Add Citrix Ready for XenServer 6.2 for TrioNAS LX U400Q, U600Q in "Certification".
2014-07-31 | 201408 | Add SATA 3.5" HDD - Seagate Surveillance HDD, ST4000VX000, 4TB in "SATA HDD & SSD".
2014-07-22 | 201408 | Update SATA 3.5" HDD - Seagate Enterprise Capacity 3.5 HDD v4, ST6000NM0024, 6TB in "SATA HDD & SSD". Add SATA 3.5" HDD - Western Digital WD Red Pro, WD4001FFSX-68JNUN0, 4TB in "SATA HDD & SSD".
2014-07-17 | 201408 | Add SATA 3.5" HDD - Seagate Enterprise Capacity 3.5 HDD v4, ST6000NM0024, 6TB in "SATA HDD & SSD". Add VMware Certification ESXi 5.5 for TrioNAS U120 in "Certification". Add Citrix Ready for XenServer 6.2 for TrioNAS U120 in "Certification".
2014-06-27 | 201407 | Update SATA 3.5" HDD - Seagate Enterprise Capacity 3.5 HDD v4, ST5000NM0024, 5TB in "SATA HDD & SSD".
2014-06-20 | 201407 | Update Memory - ACPI Digital CMA5-4FA01GAL01AE0, DDR3-1600, 4GB in "Memory".
2014-06-19 | 201407 | Add Memory - ACPI Digital CMA5-4GA01GAL01AE0, DDR3-1600, 8GB in "Memory".
2014-06-13 | 201407 | Add 8G FC GBIC - Finisar FTLF8528P3BNV in "GBIC & AOC". Move 8G FC GBIC - Finisar FTLF8528P2BNV to Legacy 8G FC in "GBIC & AOC".
2014-06-12 | 201407 | Add WHQL for Windows Server 2012 & 2012 R2 for AegisSAN V100-P20 in "Certification".
2014-06-11 | 201407 | Add Citrix Ready for XenServer 6.2 for AegisSAN V100-P20 in "Certification".
2014-06-10 | 201407 | Add VMware Certification ESXi 5.5 for AegisSAN V100-F20, AegisSAN V100-P10, AegisSAN V100-P20 in "Certification".
2014-06-09 | 201407 | Update SATA 3.5" HDD - Toshiba, MG03ACA Series, MG03ACA300, 3TB in "SATA HDD & SSD".
2014-05-30 | 201406 | Update SAS 2.5" HDD - HGST Ultrastar C10K1200, HUC101212CSS600, 1.2TB in "SAS HDD & SSD". Update SAS 2.5" HDD - HGST Ultrastar C10K900, HUC109090CSS600, 900GB in "SAS HDD & SSD".
2014-05-29 | 201406 | Add Memory - ACPI Digital CMA5-4FA01GAL01AE0, DDR3-1600, 4GB in "Memory". Update Memory - ADATA AD3C1600W4G11-BMIE, DDR3-1600, 4GB in "Memory". Move DDR, DDR2 to Legacy in "Memory".
2014-05-27 | 201406 | Add Citrix Ready for XenServer 6.2 for AegisSAN V100-F20 in "Certification".
2014-05-22 | 201406 | Separate "GBIC & AOC" and "Switch" pages.
2014-05-21 | 201406 | Add WHQL for Windows Server 2012 & 2012 R2 for TrioNAS U120 in "Certification".
2014-05-20 | 201406 | Add VMware Certification ESXi 5.5 for TrioNAS U221 in "Certification".
2014-05-14 | 201406 | Add WHQL for Windows Server 2012 & 2012 R2 for AegisSAN V100-F20 in "Certification". Update 10GbE AOC - Avago AFBR-2CAR03Z in "Switch & GBIC".
2014-05-09 | 201406 | Add WHQL for Windows Server 2012 R2 for AegisSAN LX P600Q in "Certification".
2014-04-29 | 201405 | Add SATA 3.5" HDD - Seagate Enterprise Capacity 3.5 HDD v4, ST5000NM0024, 5TB in "SATA HDD & SSD". Update AegisSAN V100-F20/P10/P20, JBOD J100 in "HBA", "Switch & GBIC", "SAS HDD & SSD", "SATA HDD & SSD", "UPS".
2014-04-23 | 201405 | Add Memory - ADATA AD3C1600W4G11-BMIE, DDR3-1600, 4GB in "Memory".
2014-04-16 | 201405 | Add AegisSAN V100-F20/P10/P20, TrioNAS U120/U300, JBOD J100 in "HBA", "Switch & GBIC", "SAS HDD & SSD", "SATA HDD & SSD", "UPS", and "Memory". Move SAS 3.5" HDD - Seagate Cheetah 15K.7, ST3600057SS, 600GB to Legacy SAS 3.5" HDD in "SAS HDD & SSD". Move SAS 2.5" HDD - Seagate Constellation, ST9500430SS, 500GB to Legacy SAS 2.5" HDD in "SAS HDD & SSD". Move SATA 3.5" HDD - HGST Deskstar 7K3000, HDS723030ALA640, 3TB to Legacy SATA 3.5" HDD in "SATA HDD & SSD". Move SATA 3.5" HDD - HGST Deskstar 7K3000, HDS723020BLA642, 2TB to Legacy SATA 3.5" HDD in "SATA HDD & SSD". Move SATA 3.5" HDD - HGST Deskstar 7K2000, HDS722020ALA330, 2TB to Legacy SATA 3.5" HDD in "SATA HDD & SSD". Move SATA 3.5" HDD - HGST Deskstar 7K1000.C, HDS721010CLA332, 1TB to Legacy SATA 3.5" HDD in "SATA HDD & SSD". Move SATA 3.5" HDD - HGST Deskstar 5K3000, HDS5C3020ALA632, 2TB to Legacy SATA 3.5" HDD in "SATA HDD & SSD". Move SATA 3.5" HDD - Western Digital VelcoiRaptor, WD6000HLHX-01JJPV0, 600GB to Legacy SATA 3.5" HDD in "SATA HDD & SSD".
2013-04-14 | 201405 | Add WHQL for Windows Server 2012 & 2012 R2 for AegisSAN LX F630Q in "Certification". Add WHQL for Windows Server 2012 & 2012 R2 for AegisSAN V100-P10 in "Certification".
2014-04-03 | 201405 | Add 10GbE Switch - Dell PowerConnect 8024 in "Switch & GBIC".
2014-03-31 | 201404 | Add 10GbE AOC - Avago AFBR-2CAR03Z in "Switch & GBIC". Change Qsan Logo.
2014-03-27 | 201404 | Update 10GbE GBIC - Finisar FTLX8571D3BCL for U220/U221 in "Switch & GBIC".
2014-03-12 | 201404 | Add VMware Certification ESXi 5.5 for AegisSAN LX F630Q in "Certification".
2014-03-10 | 201404 | Add Citrix Ready for XenServer 6.2 for AegisSAN LX F630Q in "Certification". Add Citrix Ready for XenServer 6.2 for AegisSAN V100-P10 in "Certification".
2014-02-07 | 201403 | Update Memory - ADATA AD3C1600C4G11-BHYC, DDR3-1600, 4GB in "Memory".
2014-01-13 | 201402 | Add SAS 2.5" SSD - SMART Storage Systems Optimus SSD, TXA2D20800GA6001, 800GB in "SAS HDD & SSD". Add SAS 2.5" SSD - SMART Storage Systems Optimus Eco SSD, TXD2D20800GG6001, 800GB in "SAS HDD & SSD".
2013-12-31 | 201401 | Add 16G FC HBA - Brocade 1860 in "HBA".
2013-12-27 | 201401 | Add SATA 3.5" HDD - Seagate Terascale HDD(Constellation CS), ST4000NC001, 4TB in "SATA HDD & SSD".
2013-12-20 | 201401 | Move AegisSAN, LVM3 models, J200C to Legacy in all pages. Add AegisSAN LX F630Q in all pages.
2013-11-29 | 201312 | Add SAS 2.5" HDD - Seagate Enterprise Performance 10K.7 HDD, ST1200MM0007, 1.2TB in "SAS HDD & SSD".
2013-11-28 | 201312 | Update SAS 3.5" HDD - HGST Ultrastar 7K4000, HUS724040ALS640, 4TB in "SAS HDD & SSD".
2013-11-27 | 201312 | Add AegisSAN Q500-P10, Q500-P20 in "HBA", "Switch & GBIC", "SAS HDD & SSD", "SATA HDD & SSD", "UPS", "Certification". Update 10GbE Switch - Allied Telesis AT-DC2552XS in "Switch & GBIC". Update SATA 3.5" HDD - Western Digital, WD RE (SATA), WD4000FYYZ-01UL1B0, 4TB in "SATA HDD & SSD". Update SATA 3.5" HDD - Western Digital, WD SE, WD4000F9YZ-09N20L0, 4TB in "SATA HDD & SSD". Move DDR2-667 - Kingston, KVR667D2E5/1G, 1GB to Legacy DDR2 in "Memory". Move DDR2-800 - Kingston, KVR800D2E6/1G, 1GB to Legacy DDR2 in "Memory". Move DDR2-667 - Kingston, KVR800D2E6/2G, 2GB to Legacy DDR2 in "Memory". Move DDR2-800 - Kingston, KVR800D2E6/2G, 2GB to Legacy DDR2 in "Memory". Move DDR2-800 - Kingston, KVR800D2E6/4G, 4GB to Legacy DDR2 in "Memory".
2013-10-29 | 201311 | Add DDR3-1600 - Transcend TS1GLK72V6H, 8GB in "Memory".
2013-10-28 | 201311 | Add SAS 3.5" HDD - HGST Ultrastar 7K4000, HUS724040ALS640, 4TB in "SAS HDD & SSD". Update SAS 3.5" HDD - Seagate Constellation ES.3, ST4000NM0023, 4TB in "SAS HDD & SSD".
2013-10-22 | 201311 | Add Citrix Ready for XenServer 6.2 for AegisSAN Q500-F21 in "Certification". Update SATA 3.5" HDD - Western Digital, WD SE, WD4000F9YZ-09N20L0, 4TB in "SATA HDD & SSD".
2013-10-21 | 201311 | Add 10GbE Switch - Allied Telesis AT-DC2552XS in "Switch & GBIC".
2013-10-18 | 201311 | Add WHQL for Windows Server 2012 x64 for AegisSAN Q500-F21 in "Certification". Add VMware Certification ESXi 5.1 for AegisSAN Q500-F30 in "Certification".
2013-10-11 | 201310 | Update SATA 2.5" SSD - Intel DC S3500 Series, SSDSC2BB120G4, 120GB in "SATA HDD".
2013-10-04 | 201310 | Separate with Dual and Single upgradable system in "SATA HDD & SSD".
2013-10-02 | 201310 | Combine system and controller file. Add "Memory" page. Add AegisSAN Q500-F20, Q500-F21, Q500-F30 in "HBA", "Switch & GBIC", "SAS HDD & SSD", "SATA HDD & SSD", "UPS", "Certification". Move DDR2-533 - Unigen, UG12T7200L8DR-5AC, 1GB to Legacy DDR2 in "Memory". Move DDR2-533 - Unigen, UG12T7200L8DU-5AM, 1GB to Legacy DDR2 in "Memory". Move DDR2-533 - Unigen, UG12T7200M8DU-5AL, 1GB to Legacy DDR2 in "Memory". Move DDR2-667 - Unigen, UG12T7200M8DU-6AK, 1GB to Legacy DDR2 in "Memory".
2013-09-29 | 201310 | Add F600Q-D/S460, P400Q-D/S460, P600Q-D/S460, J300Q-D/C460 in "SAS HDD & SSD". Add SATA 3.5" HDD - Western Digital, WD SE, WD4000F9YZ-09N20L0, 4TB in "SATA HDD & SSD".
2013-09-11 | 201310 | Add Citrix Ready for XenServer 6.2 for AegisSAN Q500 in "Certification".
2013-09-09 | 201310 | Add WHQL for Windows Server 2012 x64 for AegisSAN Q500-F30 in "Certification".
2013-09-06 | 201309 | Update SATA 3.5" HDD - Western Digital, WD RE (SATA), WD4000FYYZ-01UL1B0, 4TB in "SATA HDD" because the HDD has compatibility issue with AegisSAN, AegisSAN LX. Try to resolve and retest soon. Update SATA 3.5" HDD - Toshiba, MG03ACA Series, MG03ACA300, 3TB in "SATA HDD" because the HDD has compatibility issue with AegisSAN LX (Single upgradable mode). Try to resolve and retest soon.
2013-08-30 | 201309 | Add Memory - Kingston KVR13LR9D4L/16, DDR3-1333, 16GB in "Memory".
2013-08-29 | 201309 | Rename "SAS HDD" to "SAS HDD & SSD". Rename "SATA HDD" to "SATA HDD & SSD". Add 16G HBA - QLogic QLE2672 in "HBA". Add 16G FC GBIC - Avago AFBR-57F5PZ in "Switch & GBIC". Add 16G FC GBIC - Finisar FTLF8529P3BCV in "Switch & GBIC". Add 16G FC Switch - Brocade 6505 in "Switch & GBIC". Move GbE Switch - Dell PowerConnect 5324 to Legacy GbE Switch in "Switch & GBIC". Move GbE Switch - Dell PowerConnect 2724 to Legacy GbE Switch in "Switch & GBIC". Add Memory - ADATA AD3C1600C4G11-BHYC, DDR3-1600, 4GB in "Memory". Add Memory - ADATA ADDE1600W8G11-BMIE, DDR3-1600, 8GB in "Memory".
2013-08-26 | 201309 | Move DDR2-533 - Unigen, UG25T7200M8DU-5AM, 2GB to Legacy DDR2 in "Memory". Move DDR2-667 - Unigen, UG25T7200M8DU-6AK, 2GB to Legacy DDR2 in "Memory".
2013-08-23 | 201309 | Add Citrix Ready for XenServer 6.0, 6.0.2 for AegisSAN LX in "Certification". Add SATA 3.5" HDD - HGST Ultrastar 7K4000, HUS724040ALA640, 4TB in "SATA HDD".
2013-07-31 | 201308 | Rename "Certification Logo" to "Certification". Add AegisSAN LX and AegisSAN for WQHL with Windows Server 2012 x64 in "Certification".
2013-07-26 | 201308 | Add SATA 2.5" SSD - Intel DC S3500 Series, SSDSC2BB120G4, 120GB in "SATA HDD".
2013-07-19 | 201308 | Add SAS 3.5" HDD - Toshiba AL13SEL Series, AL13SEL900, 900GB in "SAS HDD".
2013-07-12 | 201308 | Add SAS 2.5" HDD - HGST Ultrastar C10K1200, HUC101212CSS600, 1.2TB in "SAS HDD".
2013-07-09 | 201308 | Update SAS 2.5" HDD - HGST Ultrastar C10K900, HUC109090CSS600, 900GB in "SAS HDD".
2013-06-28 | 201307 | Update SATA 3.5" HDD - HGST MegaScale 4000, HMS5C4040ALE640, 4TB in "SATA HDD". Add HBA - Intel X540-T2 in "HBA".
2013-06-25 | 201307 | Add SAS 3.5" HDD - Toshiba MG03SCA Series, MG03SCA300, 3TB in "SAS HDD".
2013-05-30 | 201306 | Add SATA 3.5" HDD - HGST MegaScale 4000, HMS5C4040ALE640, 4TB in "SATA HDD". Update SATA 3.5" HDD - HGST Ultrastar 7K4000, HUS724040ALE640, 4TB in "SATA HDD". Update SATA 3.5" HDD - Seagate Constellation ES.3, ST4000NM0033, 4TB in "SATA HDD". Update SATA 3.5" HDD - Toshiba MG03ACA Series, MG03ACA300, 3TB in "SATA HDD".
2013-05-24 | 201306 | Add SATA 2.5" SSD - OCZ Deneva 2 C Series, D2CSTK251M20-0240, 240GB, FW: 2.22 in "SATA HDD".
2013-05-02 | 201305 | Reorganize category in "HBA", "Switch & GBIC", SATA HDD", "SATA HDD", "UPS".
2013-04-29 | 201305 | Add SATA 3.5" HDD - Seagate Constellation ES.3, ST4000NM0033, 4TB FW: 0001 & SN03 in "SATA HDD". Update SAS 3.5" HDD - Seagate Constellation ES.3, ST4000NM0023, 4TB FW: 0003 in "SAS HDD".
2013-04-24 | 201305 | Update SATA 3.5" HDD - Western Digital WD RE (SATA), WD4000FYYZ-01UL1B0, 4TB in "SATA HDD".
2013-04-19 | 201305 | Typo, correct SAS 2.5" SSD - Toshiba MKx001GRZB, MK1001GRZB, 100GB in "SAS HDD".
2013-03-29 | 201304 | Add SATA 2.5" SSD - Intel 710 Family Models in "SATA HDD". Add VMware Ready for ESXi 5.1, 5.0 U2, 5.0 U1, 5.0 for TrioNAS U110, U200, U210, U220, U221 in "Certification Logo". Add VMware Ready for ESXi 5.1, 5.0 U2, 5.0 U1, 5.0 for TrioNAS LX U400Q, U600Q in "Certification Logo".
2013-03-27 | 201304 | Add SAS 2.5" HDD - HGST Ultrastar C10K900, HUC109090CSS600, 900GB in "SAS HDD".
2013-03-14 | 201304 | Add Citrix Ready for XenServer 5.6, 6.0, 6.1 for TrioNAS U110, U200, U210, U220, U221 in "Certification Logo".
2013-03-08 | 201303 | Add SAS 3.5" HDD - Western Digital RE (SAS), WD4001FYYG-01SL3W0, 4TB in "SAS HDD". Add SATA 3.5" HDD - HGST Ultrastar 7K4000, HUS724040ALE640, 4TB in "SATA HDD".
2013-03-01 | 201303 | Add SAS 3.5" HDD - HGST Ultrastar 7K3000, HUS723030ALS640, 3TB in "SAS HDD". Add SATA 3.5" HDD - Seagate Barracuda (Desktop HDD), ST3000DM001, 3TB in "SATA HDD".
2013-01-29 | 201302 | Add SATA HDD list U200 in "SATA HDD".
2013-01-23 | 201302 | Add Family Models in "HBA", "Switch & GBIC", "SAS HDD", "SATA HDD". Add TrioNAS and TrioNAS LX in "UPS". Add SATA 2.5" SSD - Micron P400m, MTFDDAK100MAN-1S1AA, 100GB in "SATA HDD".
2013-01-02 | 201301 | Typo, correct QLogic QLE2564 in "HBA".
2012-12-20 | 201301 | Add SAS 3.5" HDD - Seagate Constellation ES.3, ST4000NM0023, 4TB in "SAS HDD". Add SATA HDD list U110/U210/U220/U22X in "SATA HDD".
2012-12-11 | 201301 | Add SATA 3.5" HDD - Toshiba MG03ACA Series, MG03ACA300, 3TB in "SATA HDD".
2012-11-27 | 201212 | Add SATA 2.5" SSD - Micron RealSSD P400e, MTFDDAK200MAR-1K1AA, 200GB in "SATA HDD". Add SATA 2.5" SSD - Toshiba MKx001GRZB, MK1001GRZB, 100GB in "SATA HDD".
2012-11-23 | 201212 | Add SATA 3.5" HDD - Western Digital WD RE (SATA), WD4000FYYZ-01UL1B0, 4TB in "SATA HDD". Add SATA 3.5" HDD - Western Digital WD RE (SATA), WD2000FYYZ-01UL1B0, 2TB in "SATA HDD". Update VMware for F600Q, P400Q, P600Q in "Certification Logo". Remove SATA 2.5" SSD - Intel 320 Series, SSDSA2CW300G3, 300GB in "SATA HDD" because the SSD is for consumer usage and easy to cause data lost.
2012-11-01 | 201211 | Add SAS 2.5" HDD - Western Digital WD XE (SAS), WD9001BKHG-02D22V1, 900GB in "SAS HDD". Change HDD vendor Hitachi to HGST in "SAS HDD" and "SATA HDD". Update SAS 3.5" HDD - Seagate Cheetah 15K.7, ST3600057SS, 600GB in "SAS HDD". Update SAS 3.5" HDD - Seagate Constellation ES.2, ST33000650SS, 3TB in "SAS HDD". Update SAS 3.5" HDD - Seagate Constellation ES, ST2000NM0001, 2TB in "SAS HDD". Update SATA 3.5" HDD - HGST Ultrastar 7K3000, HUA723030ALA640, 3TB in "SATA HDD". Update SATA 3.5" HDD - Seagate Constellation ES.2, ST33000650NS, 3TB in "SATA HDD". Update SATA 3.5" HDD - Seagate Constellation ES, ST2000NM0011, 2TB in "SATA HDD". Update SATA 3.5" SSD - Intel 320 Series, SSDSA2CW300G3, 300GB in "SATA HDD". Update SATA 3.5" SSD - Intel 710 Series, SSDSA2BZ100G3, 100GB in "SATA HDD".
2012-10-22 | 201211 | Add Citrix Ready for XenServer 6.0 for F600Q-Series in "Certification Logo".
2012-10-05 | 201211 | Add 10GbE Switch - HP ProCurve Switch E5406zl Intelligent Edge (J8697A) + 8-port 10GbE SFP+ v2 zl Module (J9538A) in "Switch & GBIC".
2012-10-04 | 201211 | Move SAS 3.5" HDD - Seagate Cheetah NS.2, ST3600002SS, 600GB to Legacy SAS 3.5" in "SAS HDD". Move SAS 3.5" HDD - Seagate Constellation ES, ST32000444SS, 2TB to Legacy SAS 3.5" in "SAS HDD". Move SAS 3.5" HDD - Seagate Constellation ES, ST31000424SS, 1TB to Legacy SAS 3.5" in "SAS HDD". Move SAS 2.5" HDD - Western Digital S25, WD4500BKHG-02A29V0, 450GB to Legacy SAS 2.5" in "SAS HDD". Move SATA 3.5" HDD - Seagate Constellation ES, ST32000644NS, 2TB to Legacy SATA 3.5" in "SATA HDD". Move SATA 3.5" HDD - Seagate Constellation ES, ST31000524NS, 1TB to Legacy SATA 3.5" in "SATA HDD". Move SATA 3.5" HDD - Western Digital Caviar BlueS, WD5000AAKS-22TMA0, 500GB to Legacy SATA 3.5" in "SATA HDD". Move SATA 2.5" HDD - Seagate Constellation, ST9500530NS, 500GB to Legacy SATA 2.5" in "SATA HDD".
2012-09-28 | 201210 | Add 10GbE Switch - Cisco Nexus 5010 in "Switch & GBIC"
2012-09-20 | 201210 | Add SAS 3.5" HDD - Toshiba MK2001TRKB, 2TB in "SAS HDD".
2012-08-31 | 201209 | Change company address in"Cover".
2012-08-27 | 201209 | Remove SATA 2.5" SSD - OCZ Vertex 2 OCZSSD2-2VTXE120G, 120B in "SATA HDD" because the SSD is too easy to damage and cause data lost.
2012-06-29 | 201207 | Add SAS 2.5" HDD - Toshiba MBF2600RC, 600GB in "SAS HDD". Remove SATA 3.5" HDD - WD RE4-GP WD2002FYPS-02W3B0, 2TB in "SATA HDD" because the HDD is too easy to have bad sectors and cause data lost.
2012-05-25 | 201206 | Add 4G FC GBIC - Formerica TSD-S1KH1-A1V in "Switch & GBIC". Add GbE Switch - Dell PowerConnect 2848 in "Switch & GBIC". Add U400Q-Series, U600Q-Series in "Switch & GBIC".
2012-05-04 | 201205 | Add SAS/SATA HDD list U400Q/U600Q in "SAS HDD" and "SATA HDD".
2012-04-23 | 201205 | Add SATA 3.5" HDD - Hitachi Ultrastar 7K3000, HUA723030ALA640, 3TB in "SATA HDD". Update SATA 2.5" SSD - Intel 710 Series, SSDSA2BZ100G3, 100GB in "SATA HDD". Add U400Q-S424, U400Q-S316, U600Q-S424, U600Q-S316 in "SAS HDD" and "SATA HDD". Update SAS 2.5" SSD - Hitachi Ultrastar SSD400M, HUSML4040ASS600, 400GB in "SAS HDD". Update SAS 2.5" SSD - Hitachi Ultrastar SSD400M, HUSML4020ASS600, 200GB in "SAS HDD".
2012-03-13 | 201204 | Add SAS 2.5" SSD - Hitachi Ultrastar SSD400M, HUSML4040ASS600, 400GB in "SAS HDD". Add SAS 2.5" SSD - Hitachi Ultrastar SSD400M, HUSML4020ASS600, 200GB in "SAS HDD".
2012-03-09 | 201204 | Add 10GbE GBIC - FCI TRX10GVP2010C1 in "Switch & GBIC" Add 10GbE GBIC - Formerica TAS-A5NH1-P11 in "Switch & GBIC"
2012-03-01 | 201203 | Add 8G FC Switch - Brocade BR-340 in "Switch & GBIC" Add 8G FC Switch - QLogic SB5800 in "Switch & GBIC"
2012-02-13 | 201203 | Add VMware Certification ESXi 5.0 for P500Q-D212/D224/D316/D424 in "Certification Logo". Add SATA 2.5" SSD - Intel 710 Series, SSDSA2BZ100G3, 100GB in "SATA HDD". Move SATA 2.5" SSD - Intel X25-M, SSDSA2M080G2GC, 80GB to Legacy SATA 2.5" SSD in "SATA HDD".
2012-02-08 | 201203 | Add VMware Certification ESXi 5.0 for P300Q-D212/D224/D316/D424 in "Certification Logo".
2012-01-13 | 201202 | Add 6G SAS HBA - LSI Logic LSI SAS 9205-8e in "HBA".
2011-12-07 | 10.7 | Add Citrix Ready for XenServer 6.0 for P300Q-Series and P500Q-Series in "Certification Logo".
2011-11-23 | 10.6 | Add 8G FC HBA - ATTO Celerity FC-84EN in "HBA". Add 8G FC HBA - Emulex LPe12004 in "HBA". Add 8G FC HBA - QLogic QLE2564 in "HBA". Add 8G FC GBIC - Finisar FTLF8528P2BNV in "Switch & GBIC". Add SATA 2.5" SSD - Intel 320 Series, SSDSA2CW300G3, 300GB in "SATA HDD". Move SATA 3.5" HDD - Western Digital VelcoiRaptor, WD3000HLFS, 300GB to Legacy in "SATA HDD". Move SATA 3.5" HDD - Western Digital RE3, WD1002FBYS-01A6B0, 1TB to Legacy in "SATA HDD". Modify all Western Digital HDDs to complete model names.
2011-11-22 | 10.5 | Add SATA 2.5" SSD - OCZ Vertex 2, OCZSSD2-2VTXE120G, 120GB in "SATA HDD".
2011-10-28 | 10.4 | Add SAS 2.5" HDD - Seagate Savvio 15K.3, ST9300653SS, 300GB in "SAS HDD". Update SAS 3.5" HDD - Seagate Constellation ES.2, ST33000650SS, 3TB FW: 0003 in "SAS HDD". Update SAS 3.5" HDD - Seagate Constellation ES, ST2000NM0001, 2TB FW: 0002 in "SAS HDD". Add VMware Certification for P400Q-D424 in "Certification Logo".
2011-10-03 | 10.3 | Apply new Qsan logo in "Cover". Apply font "Calibri" to all. Add VMware Certification for P600Q-D424 in "Certification Logo".
2011-09-22 | 10.2 | Add SAS 3.5" HDD - Seagate Constellation ES, ST2000NM0001, 2TB in "SAS HDD".
2011-09-09 | 10.1 | Add SATA 3.5" HDD - Seagate Constellation ES, ST2000NM0011, 2TB in "SATA HDD". (for P160V-Sereis, S121V-Sereis, Constrain: Standby needs to set 5 min. or 30 min.) Add SATA 3.5" HDD - Hitachi Deskstar 7K3000, HDS723030ALA640, 3TB in "SATA HDD". (for MSD, Constrain: Local Expander FW 2.1.0 and HDD with 6G MUX board)
2011-08-29 | 10.0 | Add Citrix Ready logo for P400Q-Series in "Certification Logo".
2011-08-26 | 9.9 | Add SAS 3.5" HDD - Seagate Constellation ES.2, ST33000650SS, 3TB in "SAS HDD". Add SAS 2.5" HDD - WD S25, WD4500BKHG, 450GB in "SAS HDD". (for MSD only) Add SATA 3.5" HDD - Seagate Constellation ES, ST2000NM0011, 2TB in "SATA HDD". (for MXD, MSD only) Add SAS RAID HBA - LSI MegaRAID SAS 8880EM2 in "HBA". (for J200V-Series only) Add "/: Not suitable" status in"SAS HDD" and "SATA HDD".
2011-08-19 | 9.8 | Add Citrix Ready logo for P600Q-Series in "Certification Logo". Add Emulex OCe10102-IX-D in "HBA". (for P500Q-Series)
2011-07-19 | 9.7 | Add SAS RAID HBA - Adaptec ASR-5085 in "HBA".
2011-07-12 | 9.6 | Add SAS 2.5" HDD - Seagate Savvio 10K.5, ST9900805SS, 900GB in "SATA HDD" tab. Add SATA 3.5" HDD - WD VelcoiRaptor, WD6000HLHX, 600GB in "SATA HDD" tab. Add P110V-Series in "HBA", "Switch & GBIC" and "SATA HDD" tabs. Add F600Q in "HBA", "Switch & GBIC" and "SATA HDD" tabs.
2011-07-05 | 9.5 | Add P400Q, P600Q in "HBA", "Switch & GBIC" & "UPS" tab.
2011-06-30 | 9.4 | Add SATA 3.5" HDD - Seagate Constellation ES.2, ST33000650NS, 3TB in "SATA HDD" tab. Add GbE HBA - Broadcom NetXtreme II 5709 in "HBA".
2011-06-22 | 9.3 | Add SATA 3.5" HDD - Hitachi Deskstar 7K3000, HDS723020BLA642, 2TB in "SATA HDD" tab. Add SATA 3.5" HDD - Hitachi Deskstar 5K3000, HDS5C3020ALA632, 2TB in "SATA HDD" tab. Add P400Q, P600Q in "SAS HDD" and "SATA HDD" tab. After upgrading to Local Expander FW 2.1.0, it doesn't support SATA 1.5Gb/s HDD.
2011-05-06 | 9.0 | Add ATTO Celerity FC-82EN in "HBA" tab. Add ATTO FastFrame NS12 in "HBA" tab. Add Citrix Ready logo for F300Q-D224/D316/D424, P300Q-D224/D316/D424, P500Q-D224/D316/D424 in "Certification Logo".
2011-04-11 | 8.9 | Add SATA 2.5" HDD Seagate Constellation.2, ST91000640NS, 1TB, 7200RPM, SATA 6.0Gb/s, 64M in "SATA HDD". Add test FW version in "SAS HDD" and "SATA HDD".
2011-03-10 | 8.8 | Revise compatibility matrix for system. Remove memory, OS, virtualization pages.
2011-03-10 | 8.7 | Add Cover, Disclaimer pages. Revise Memory, HBA, Switch & GBIC, SAS HDD, SATA HDD, UPS pages.
2011-03-07 | 8.6 | Update Seagate Cheetah 15K.7, ST3600057SS, 600GB, 15000RPM, SAS 2.0, 6.0Gb/s, 16MB F/W version
2011-02-11 | 8.5 | Add Hitachi Ultrastar A7K2000, HUA722010CLA330, 1TB, 7200RPM, SATA 3.0Gb/s, 32MB in "HDD" tab Add Hitachi Deskstar 7K1000.C, HDS721010CLA332, 1TB, 7200RPM, SATA 3.0Gb/s, 32MB in "HDD" tab Add Hitachi Deskstar 7K2000, HDS722020ALA330, 2TB, 7200RPM, SATA 3.0Gb/s, 32MB in "HDD" tab
2011-01-07 | 8.4 | Add "Certification Logo" new tab
2010-12-03 | 8.3 | Add Apacer 78.01G9M.AFN, 1GB DDR2-667 (Unbuffered, ECC, Low profile) with Hynix in "RAM" tab
2010-10-08 | 8.2 | Add Seagate Constellation ES, ST32000644NS, 2TB, 7200RPM, SATA 3Gb/s, 64M in "HDD" tab Add Hitachi Ultrastar 15K600, HUS156045VLS600, 450GB, 15000RPM, SAS 6.0Gb/s, 64MB in "HDD" tab Add Intel X25-M, SSDSA2M080G2GC, 80GB, SATA 3.0Gb/s, MLC in "HDD" tab Add S300H compatibility list in "OS" tab Update P500H compatibility list in "OS" tab
2010-08-27 | 8.1 | Add Hitachi Ultrastar C10K600, HUC106060CSS600, 600GB, 10000RPM, SAS2.0 6.0Gb/s, 64M in "HDD" tab
2010-07-16 | 8.0 | Add WD RE4, WD5003ABYX, 500GB, 7200RPM, SATA 3.0Gb/s, 64M in "HDD' tab
2010-07-02 | 7.9 | Add Kingston KVR800D2E6/4G, 4GB DDR2-800 (Unbuffered, ECC) with ELPIDA in "RAM" tab
2010-06-03 | 7.8 | Add WD RE4, WD1003FBYX, 1TB, 7200RPM, SATA 3.0Gb/s, 64M in "HDD" tab Add LSI SAS 9200-8e in "Switch & HBA" Update WD RE4-GP, WD2002FYPS, 2TB, IntelliPower, SATA 3.0Gb/s, 64M in "HDD" tab
2010-05-26 | 7.7 | Add P500H & S510 Ccompatibility list in "OS" tab
2010-05-20 | 7.6 | Add Seagate Constellation ES, ST31000424SS, 1TB, 7200RPM, SAS 2.0 6.0Gb/s, 16MB in "HDD" tab Add Seagate Constellation ES, ST32000444SS, 2TB, 7200RPM, SAS 2.0 6.0Gb/s, 16MB in "HDD" tab Add P300H compatibility list in "OS" tab
2010-05-14 | 7.5 | Add Chelsio S310E-CR-C 10GbE Storage Accelerator in "Switch & HBA" tab Add Intel EXPX9502CX4 10 Gigabit CX4 in "Switch & HBA" tab Add BLADE RackSwitch G8124 10G in "Switch & HBA"
2010-05-12 | 7.4 | Add Kingston KVR667D2E5/2G, 2GB DDR2 667 (Unbuffered, ECC) with Hynix in "RAM" tab Add F300C, P300C, P500C (New MP project) Add DDR2-800 4GB RAM support model list
2010-05-04 | 7.3 | Add Kingston KVR800D2E6/2G, 1GB DDR2 800 (Unbuffered, ECC) with ELPIDA in "RAM" tab
2010-05-03 | 7.2 | Add Kingston KVR800D2E6/1G, 1GB DDR2 800 (Unbuffered, ECC) with Hynix in "RAM" tab
2010-04-30 | 7.1 | Add S300C, S300H, J300H (New MP project) Add Kingston KVR667D2E5/1G, 1GB DDR2-667 (Unbuffered, ECC) with Hynix in "RAM" tab
2010-04-23 | 7.0 | Add WD RE4, WD2003FYYS, 2TB, 7200 RPM, SATA 3.0Gb/s, 64M, NCQ in "HDD" tab
2010-04-13 | 6.9 | Add HP ProCurve 2910al-24G J9145A 10Gb Switch in "Switch & HBA' tab
2010-04-02 | 6.8 | Rename "HBA" to 'Switches & HBA'
2010-03-31 | 6.7 | Add Dell PowerConnect 8024F 10Gb switch in "Switch & HBA' tab Add LSI LSI7104EP-LC 4Gb Fiber HBA in "Switch & HBA' tab
2010-02-27 | 6.6 | Remove P120C & S150C (EOL project) Add F100C (New MP project)
2010-02-24 | 6.5 | Add ZyXEL GS2200 24-port Switch Hub in "HBA"
2010-02-11 | 6.4 | Add Unigen UG51T7200N8DU-8CM, 4GB DDR2-800 (Unbuffered, ECC) Memory (Hynix) in "RAM"
2010-02-10 | 6.3 | Add Netgear GS724T 24-port Switch Hub in "HBA
2009-12-23 | 6.2 | Add Transcend TS64MLD72V4J, 512MB DDR-400, (Unbuffered, ECC) Memory (Samsung) in "RAM"
2009-12-14 | 6.1 | Add A-Data HYSPE1A09B0ZJ, 1GB DDR2-667 (Unbuffered, ECC) Memory (Hynix) in "RAM"
2009-11-26 | 6.0 | Add '10GbE iSCSI HBA' compatibility list in "HBA" tab Add '10GbE GBIC' compatibility list in "GBIC" tab Add F300H compatibility list in "OS" tab
2009-11-25 | 5.9 | Add WD RE4-GP, WD2002FYPS, 2TB, IntelliPower, SATA 3.0Gb/s, 64M, NCQ in "HDD" Add Hitachi UltraStar A7K2000, HUA722020ALA330, 2TB, 7200RPM, SATA 3.0Gb/s, 32MB, NCQ in "HDD"
2009-11-24 | 5.8 | Add WD RE3, WD1002FBYS, 1000GB, 7200RPM, SATA 3.0Gb/s, 32M, NCQ in "HDD"
2009-11-13 | 5.7 | Add Seagate Constellation ES, ST31000524NS,1TB, 7200 RPM, SATA 3.0Gb/s, N/A in "HDD"
2009-09-21 | 5.6 | Add 10GbE in "HBA", "GBIC"
2009-09-04 | 5.5 | Add Seagate SV35.5, ST3500410SV, 500GB, 7200 RPM, SATA 3.0Gb/s, 16M in "HDD"
2009-08-20 | 5.4 | Add Hitachi Deskstar E7K1000, HDE721010SLA330, 1TB, 7200RPM, SATA 3.0Gb/s, 32MB in "HDD"
2009-08-17 | 5.3 | Remove J200C from the SAS HBA item.
2009-07-31 | 5.2 | Add Seagate Cheetah NS.2, ST3600002SS, 600GB, 10000RPM, SAS 2.0, 6.0Gb/s, 16MB in "HDD" Add Seagate Cheetah 15K.7, ST3600057SS, 600GB, 15000RPM, SAS 2.0, 6.0Gb/s, 16MB in "HDD"
2009-05-22 | 5.1 | Rename "Compatibility list" to "OS" Reformat "OS" page Add "Virtualization" page
2009-05-15 | 5.0 | Add Unigen UG25T7200M8DU-6AK, 2GB DDR2-667 (Hynix) in "RAM"
2009-05-08 | 4.9 | Add Unigen UG764D7488LS-GJF, 512MB DDR-400 (Hynix) in "RAM"
2009-04-24 | 4.8 | Add Seagate Constellation, ST9500530NS, 500GB, 7200RPM, SATA 3.0Gb/s, 32M in "HDD" Add Seagate Savvio 10K.3, ST9300603SS, 300GB, 10000RPM, SAS 2.0, 6.0Gb/s, 16M in "HDD" Add Seagate Savvio 15K.2, ST9146852SS, 147GB, 15000RPM, SAS 2.0, 6.0Gb/s, 16M in "HDD"
2009-04-17 | 4.7 | Add Seagate Cheetah NS.2, ST3600002SS, 600GB, 10000RPM, SAS 2.0, 6.0Gb/s, 16M in "HDD" Add Seagate Constellation, ST9500430SS, 500GB, 7200RPM, SAS 2.0, 6.0Gb/s, 16M in "HDD" Add UPS page
2009-03-20 | 4.6 | Add Unigen UG12T7200M8DU-6AK, 1GB DDR2-667 (Hynix) in "RAM"
2009-03-13 | 4.5 | Add "MPIO support" field in "Compatibility list"
2009-02-24 | 4.4 | Add GBIC page
2009-02-20 | 4.3 | Upgrade Seagate Barracuda ES.2, ST31000340NS FW from 'SN04' to 'SN06' in "HDD" Add P150C, P210C with software iSCSI initiator in Solaris 10 (x86) u6 (10/08) Add P150C, P210C with QLogic QLE4062C in Solaris 10 (x86) u6 (10/08)
2009-02-12 | 4.2 | Add S500C with LSI Logic LSISAS3800X, LSISAS3801E in Windows 2003(64bit), 2008(64bit)
2009-02-06 | 4.1 | Add P100C, P150C, P200C, P210C with Microsoft iSCSI initiator 2.08 in Windows 2000, 2003(32bit), 2003(64 bit) Add LSI Logic LSI22320SE in "HBA" Change file name
2009-01-22 | 4.0 | Add S100C, S120C with LSI Logic LSI22320SE in Windows 2000, 2003(32bit), 2003(64bit), 2008(32bit), 2008(64bit), RHEL5 Add P100C, P150C, P200C, P210C with Microsoft iSCSI initiator in Windows 2003(64bit), Windows 2008(64bit)
2009-01-16 | 3.9 | Add P200C, P210C with Microsoft iSCSI initiator in Windows 2008 cluster(64bit)
2009-01-09 | 3.8 | Add Hitachi Ultrastar 15K300, HUS153073VLS300, 73GB, 15000RPM, SAS 3.0Gb/s, 16M Add F200C with Qlogic QLA2462, QLE2462 in Windows 2008 cluster(32bit) Add S500C with LSI SAS3800X, SAS3801E in Windows 2008 cluster(32bit)
2008-12-26 | 3.7 | Add S140C with LSI Logic LSISAS3442X-R in Windows 2008(32bit) Add VelcoiRaptor, WD3000HLFS, 300GB, 10000RPM, SATA 3.0Gb/s, 16M Add P200C, P210C with Microsoft iSCSI initiator in Windows 2008 cluster(32bit)
2008-12-19 | 3.6 | Add Unigen UG25T7200M8DU-6AMe DDR2-667 (Hynix) in "RAM" WD RE3, WD5002ABYS compatibility has some issues to be clear, not suggest to use it now
2008-12-12 | 3.5 | Add HDD FW informations in "HDD"
2008-11-21 | 3.4 | Add Unigen UG12T7200L8DU-6AM DDR2-667 in "RAM"
2008-11-14 | 3.3 | Add P200C with QLogic QLE4062C in Windows 2008(32bit)
2008-11-07 | 3.2 | Add P200C with QLogic QLE4062C in Windows 2003(32bit)
2008-10-31 | 3.1 | Add WD RE3, WD5002ABYS, 500GB, 7200RPM, SATA 3.0Gb/s, 16M
2008-10-09 | 3.0 | Add Seagate Barracuda 7200.11, ST31500341AS, 1.5TB, 7200RPM, SATA 3.0Gb/s, 32M, NCQ
2008-09-19 | 2.9 | Add F200C with ATTO Celerity FC-42ES in Windows 2003(32bit), FW 1.0.2-RC3 and later
2008-09-12 | 2.8 | Add P200C, P210C with QLogic QLE4062C in RHEL5
2008-09-05 | 2.7 | Add QLogic QLE4062C in "HBA" Add P210C with QLogic QLE4062C in Windows 2003(32bit), 2008(32bit)
2008-08-29 | 2.6 | Add Seagate Cheetah 15K.6, ST3450856SS, 450GB, 15000RPM, SAS 3.0Gb/s, 16M
2008-08-22 | 2.5 | Add P200C, P210C with HP NC380T in Windows 2008(32bit)
2008-08-15 | 2.4 | Add S500C with LSI Logic LSISAS3801E in Windows 2008(32bit)
2008-08-08 | 2.3 | Add S500C in "RAM" Add F200C with QLogic QLA2462, QLE2462 in Windows 2008(32bit)
2008-08-01 | 2.2 | Add P200C, P210C with Microsoft iSCSI initiator in Windows 2008(32bit) Add P102C with Microsoft iSCSI initiator, HP NC380T in Windows 2000, 2003(32bit), 2008(32bit) Add F200C with ATTO Celerity FC-42ES in Mac OS X 10.5
2008-07-25 | 2.1 | Add P200C with ATTO Xtend SAN iSCSI initiator in Mac OS X 10.5
2008-07-17 | 2.0 | Add P100C, P150C, P210C with ATTO Xtend SAN iSCSI initiator in Mac OS X 10.5
2008-07-11 | 1.9 | Add F200C with LSI 7204XP-LC in Windows 2003 cluster Add P100C, P150C, P200C, P210C with Microsort iSCSI initiator in Windows 2003 cluster
2008-07-03 | 1.8 | Add Unigen UG12T7200L8DU-5AM DDR2-533 in "RAM"
2008-07-02 | 1.7 | Add F200C with LSI 7204XP-LC, Brocade 410 in RHEL5
2008-07-01 | 1.6 | Add Brocade 410 in "HBA"
2008-06-27 | 1.5 | Add F200C with QLogic QLA2462, QLE2462 in RHEL5 Add P150C with SW iSCSI initiator in RHCS
2008-06-19 | 1.4 | Add P100C with Microsoft iSCSI initiator, HP NC380T in Windows 2000, 2003(32bit), 2008(32bit)
2008-06-19 | 1.3 | Add HDD Seagate 500G ST3500320AS, WD 1T WD1000FYPS in "HDD"
2008-06-13 | 1.2 | Add Unigen UG12T7200M8DU-5AL DDR2-533 in "RAM" Add P200C with Microsoft iSCSI initiator, HP NC380T in Windows 2000, 2003(32bit)
2008-06-04 | 1.1 | Add "Compatibility list"
2008-05-22 | 1.0 | First edition

## SAS HDD
[12 empty] | XCubeSAN |  | XCubeDAS |  | AegisSAN LX |  |  |  |  | AegisSAN Q500 |  |  | AegisSAN V100 | TrioNAS LX |  |  | JBOD |  |  |  | Legacy AegisSAN | [9 empty] | Legacy |  |  | Legacy JBOD
Comment: V: Test with the FW version X: Not recommend /: Not suitable | [11 empty] | XS5212 XS5216 XS5224 | XS5226 | XD5312 XD5316 XD5324 | XD5326 | P400Q-D424 P400Q-S424 P400Q-D316 P400Q-S316 P400Q-D212 P400Q-S212 | P600Q-D424 P600Q-S424 P600Q-D316 P600Q-S316 P600Q-D212 P600Q-S212 | F600Q-D424 F600Q-S424 F600Q-D316 F600Q-S316 F600Q-D212 F600Q-S212 | F630Q-D424 F630Q-S424 F630Q-D316 F630Q-S316 F630Q-D212 F630Q-S212 | P400Q-D460 P400Q-S460 P600Q-D460 P600Q-S460 F600Q-D460 F600Q-S460 | Q500-P10 Q500-P20 Q500-P21 | Q500-F21 Q500-F30 | Q500-S20 | V100-P10 V100-P20 V100-F30 | U300Q-P10 U300Q-P20 U300Q-F30 | U400Q-S424 U400Q-S316 U400Q-S212 U600Q-S424 U600Q-S316 U600Q-S212 | U400HA-D424 U400HA-D316 U400HA-D212 U600HA-D424 U600HA-D316 U600HA-D212 | J300Q-D424 J300Q-C424 J300Q-D316 J300Q-C316 J300Q-D212 J300Q-C212 | J300Q-D224 J300Q-C224 | J300Q-D460 J300Q-C460 | J100 | F300Q-D424 F300Q-S424 F300Q-D316 F300Q-S316 F300Q-D212 F300Q-S212 | F300Q-D224 F300Q-S224 | F400Q-D424 F400Q-S424 F400Q-D316 F400Q-S316 F400Q-D212 F400Q-S212 | F400Q-D224 F400Q-S224 | P300Q-D424 P300Q-S424 P300Q-D316 P300Q-S316 P300Q-D212 P300Q-S212 | P300Q-D224 P300Q-S224 | P500Q-D424 P500Q-S424 P500Q-D316 P500Q-S316 P500Q-D212 P500Q-S212 | P500Q-D224 P500Q-S224 | S300Q-D424 S300Q-S424 S300Q-D316 S300Q-S316 S300Q-D212 S300Q-S212 | S300Q-D224 S300Q-S224 | F200V40 F200V50 F200V51 F200V60 F200V61 | P210V40 P210V50 P210V51 P210V60 P210V61 | S510V40 S510V50 S510V51 S510V60 S510V61 | J200V40 J200V50 J200V51 J200V60 J200V61
FF | Vendor | Family | Model | Capa city | RPM | Inter face | Ca che | FW | Family Models | Comment | Date | LFF | SFF | LFF | SFF | LFF | LFF | LFF | LFF | LFF | LFF | LFF | LFF | LFF | LFF | LFF | LFF | LFF | SFF | LFF | LFF
SAS 3.5" HDD
3.5 | HGST | Ultrastar 15K600 | HUS156045VLS600 | 450GB | 15000 | 6Gb/s | 64 | A510 | HUS156060VLS600 (600GB) HUS156030VLS600 (300GB) |  | 2010-10-08 | [16 empty] | V | / | V |  | V (FW 1.0.2) | / | V | / | V (FW 1.0.2) | / | V (FW 1.0.2) | / | V (FW 1.0.2) | / | V (FW 1.0.7) | V (FW 1.0.7) | V (FW 1.0.7) | V
3.5 | HGST | Ultrastar He8 | HUH728080AL5200 | 8TB | 7200 | 12Gb/s | 128 | 515 | HUH728060AL5200 (6TB) | 512E Q500 2U12 does not support. | 2015/3/27 2015/10/7 | V (FW 4.0.0) |  | V (FW 1.0.0) |  | V (FW 3.5.0) | V (FW 3.5.0) | V (FW 3.5.0) | V (FW 3.5.0) | V | V (FW 3.5.0) X (Q500 2U12) | V (FW 3.5.0) X (Q500 2U12) | V X (Q500 2U12) | X (Tray is very tight) | X (Tray is very tight) | V (FW 2.1.0) | V (FW 1.0.0) | V (FW 1.7.2) | / | V | X (Tray is very tight) |  | / |  | / |  | / |  | / |  | /
3.5 | HGST | Ultrastar 7K6000 | HUS726060AL5210 | 6TB | 7200 | 12Gb/s | 128 | 519 | HUS726050AL5210 (5TB) HUS726040AL5210 (4TB) HUS726020AL5210 (2TB) | 512E Q500 2U12 does not support. | 2015/3/27 2015/10/7 | V (FW 4.0.0) |  | V (FW 1.0.0) |  | V (FW 3.5.0) | V (FW 3.5.0) | V (FW 3.5.0) | V (FW 3.5.0) | V | V (FW 3.5.0) X (Q500 2U12) | V (FW 3.5.0) X (Q500 2U12) | V X (Q500 2U12) |  |  | V (FW 2.1.0) | V (FW 1.0.0) | V (FW 1.7.2) | / | V |  |  | / |  | / |  | / |  | / |  | /
3.5 | HGST | Ultrastar 7K4000 | HUS724040ALS640 | 4TB | 7200 | 6Gb/s | 64 | A152 | HUS724030ALS640 (3TB) HUS724020ALS640 (2TB) | 512N | 2013/10/28 2013/11/28 |  |  |  |  | V (FW 3.0.9) | V (FW 3.0.9) | V (FW 3.0.9) | V (FW 3.0.9) | V | V (FW 1.0.0) | V (FW 1.0.0) | V | V (FW 1.1.0) | V (FW 1.4.0) | V (FW 1.2.1) | V (FW 1.0.0) | V (FW 1.4.4) | / | V | V (FW 1.7.0) |  | / |  | / |  | / |  | / |  | /
3.5 | Seagate | Enterprise Capacity 3.5 HDD v4 | ST6000NM0014 | 6TB | 7200 | 12Gb/s | 128 | K001 | ST4000NM0014 (4TB) ST2000NM0014 (2TB) | 4KN Q500 2U12 does not support. | 2015-03-27 | V (FW 4.0.0) |  | V (FW 1.0.0) |  | V (FW 3.5.0) | V (FW 3.5.0) | V (FW 3.5.0) | V (FW 3.5.0) | V | V (FW 3.5.0) X (Q500 2U12) | V (FW 3.5.0) X (Q500 2U12) | V X (Q500 2U12) |  | V (FW 1.4.0) | V (FW 1.4.1) | V (FW 1.0.0) | V (FW 1.7.2) | / | V |  |  | / |  | / |  | / |  | / |  | /
3.5 | Seagate | Enterprise Capacity 3.5 HDD Constellation ES.3 | ST4000NM0023 | 4TB | 7200 | 6Gb/s | 128 | 0001 0003 | ST3000NM0023 (3TB) ST2000NM0023 (2TB) ST1000NM0023 (1TB) |  | 2012/12/20 2013/4/29 2013/9/29 2013/10/28 |  |  |  |  | V (FW 3.0.4) V (FW 3.0.4) | V (FW 3.0.4) V (FW 3.0.4) | V (FW 3.0.3) V (FW 3.0.5) | V (FW 3.0.3) V (FW 3.0.5) | V (FW 3.0.8, 1TB easily has overheating problem) | V (FW 1.0.0) | V (FW 1.0.0) | V | V (FW 1.1.0) | V (FW 1.4.0) | V (FW 1.0.3) V (FW 1.1.0) |  | V (FW 1.4.0) V (FW 1.4.3) | / | V (FW 1.5.0) | V (FW 1.7.0) | V (FW 2.2.4) V (FW 2.2.5) | / | V (FW 2.2.4) V (FW 2.2.5) | / | V (FW 2.2.4) V (FW 2.2.5) | / | V (FW 2.2.4) V (FW 2.2.5) | / | V (FW 2.2.4) V (FW 2.2.5) | /
3.5 | Seagate | Constellation ES.2 | ST33000650SS | 3TB | 7200 | 6Gb/s | 64 | 0002 0003 | ST32000645SS (2TB) |  | 2011/8/26 2011/10/26 |  |  |  |  | V (FW 1.0.0) V (FW 1.0.1) | V (FW 1.0.0) V (FW 1.0.1) | V (FW 1.0.0) | V (FW 1.0.0) | V | [5 empty] | V (FW 1.0.3) |  | V (FW 1.1.0) V (FW 1.2.0) | / | V |  | V (FW 2.1.1) V (FW 2.1.2) | / | V (FW 1.0.0) | / | V (FW 2.1.1) V (FW 2.1.2) | / | V (FW 2.1.1) V (FW 2.1.2) | / | V (FW 2.1.1) V (FW 2.1.2) | / | V (FW 1.0.12) V (FW 1.0.14) | V (FW 1.0.12) V (FW 1.0.14) | V (FW 1.0.12) V (FW 1.0.14) | V (FW 2.1.0) V (FW 2.1.1)
3.5 | Seagate | Constellation ES | ST2000NM0001 | 2TB | 7200 | 6Gb/s | 64 | 0001 0002 | ST1000NM0001 (1TB) ST500NM0001 (500GB) |  | 2011/9/22 2011/10/28 |  |  |  |  | V (FW 1.0.0) V (FW 1.0.1) | V (FW 1.0.0) V (FW 1.0.1) | V (FW 1.0.0) | V (FW 1.0.0) | V | [5 empty] | V (FW 1.0.3) |  | V (FW 1.1.0) V (FW 1.2.0) | / | V |  | V (FW 2.1.1) V (FW 2.1.2) | / | V (FW 1.0.0) | / | V (FW 2.1.1) V (FW 2.1.2) | / | V (FW 2.1.1) V (FW 2.1.2) | / | V (FW 2.1.1) V (FW 2.1.2) | / | V (FW 1.0.12) V (FW 1.0.14) | V (FW 1.0.12) V (FW 1.0.14) | V (FW 1.0.12) V (FW 1.0.14) | V (FW 2.1.0) V (FW 2.1.1)
3.5 | Toshiba | MG04SCA Series | MG04SCA500E | 5TB | 7200 | 6Gb/s | 64 | 0102 0103 | MG04SCA400E (4TB) MG04SCA300E (3TB) MG04SCA200E (2TB) |  | 2014/9/30 2015/1/28 |  |  |  |  | V (FW 3.3.0) V (FW 3.4.0) | V (FW 3.3.0) V (FW 3.4.0) | V (FW 3.3.0) V (FW 3.4.0) | V (FW 3.3.0) V (FW 3.4.0) | V | V (FW 1.2.1) V (FW 1.4.1) | V (FW 1.2.1) V (FW 1.4.1) | V |  |  | V (FW 1.3.1) V (FW 1.4.1) | V (FW 1.0.0) | V (FW 1.7.0) V (FW 1.7.2) | / | V
3.5 | Toshiba | MG03SCA Series | MG03SCA300 | 3TB | 7200 | 6Gb/s | 64 | 1001 | MG03SCA400 (4TB) MG03SCA200 (2TB) MG03SCA100 (1TB) |  | 2013-06-25 |  |  |  |  | V (FW 3.0.6) | V (FW 3.0.6) | V (FW 3.0.6) | V (FW 3.0.6) | V | V (FW 1.0.0) | V (FW 1.0.0) | V |  |  | V (FW 1.1.1) |  | V (FW 1.4.3) | / | V |  | V (FW 2.2.5) | / | V (FW 2.2.5) | / | V (FW 2.2.5) | / | V (FW 2.2.5) | / | V (FW 2.2.5) | /
SAS 2.5" HDD
2.5 | HGST | Ultrastar C15K600 | HUC156030CS4200 | 300GB | 15000 | 12Gb/s | 128 |  | HUC156060CS4200 (600GB) HUC156045CS4200 (450GB) | 512E, 4KN | 2016-03-22 | V (FW 4.0.0) | V (FW 4.0.0) | V (FW 1.0.0) | V (FW 1.0.0) | [17 empty] | / |  | / |  | / |  | / |  | /
2.5 | HGST | Ultrastar C10K1800 | HUC101818CS4204 | 1.8TB | 10500 | 12Gb/s | 128 | 730 | HUC101812CS4204 (1.2TB) HUC101890CS4204 (900GB) HUC101860CS4204 (600GB) HUC101845CS4204 (450GB) | 512E, 4KN SMARTCLT issue on U400HA/U600HA | 2015/12/31 2016/1/30 | V (FW 4.0.0) | V (FW 4.0.0) | V (FW 1.0.0) | V (FW 1.0.0) | V (FW 3.7.1) | V (FW 3.7.1) | V (FW 3.7.1) | V (FW 3.7.1) | V (FW 3.7.1) | V (FW 3.7.1) | V (FW 3.7.1) | V (FW 3.7.1) |  |  |  | V (FW 2.1.1) | V (FW 1.7.4) | V (FW 1.7.4) |  |  |  | / |  | / |  | / |  | / |  | /
2.5 | HGST | Ultrastar C10K1200 | HUC101212CSS600 | 1.2TB | 10000 | 6Gb/s | 64 | A35A |  |  | 2013/7/12 2014/5/30 |  |  |  |  | V (FW 3.0.6) | V (FW 3.0.6) | V (FW 3.0.6) | V (FW 3.0.6) | V | V (FW 1.0.0) | V (FW 1.0.0) | V | V (FW 1.1.0) | V (FW 1.4.0) | V (FW 1.2.2) |  | V (FW 1.4.4) | V (FW 1.4.4) | V | V (FW 1.7.0) | V (FW 2.2.5) | V (FW 2.2.5) | V (FW 2.2.5) | V (FW 2.2.5) | V (FW 2.2.5) | V (FW 2.2.5) | V (FW 2.2.5) | V (FW 2.2.5) | V (FW 2.2.5) | V (FW 2.2.5) | / | / | / | /
2.5 | HGST | Ultrastar C10K900 | HUC109090CSS600 | 900GB | 10000 | 6Gb/s | 64 | A2D0 | HUC109060CSS600 (600GB) HUC109045CSS600 (450GB) HUC109030CSS600 (300GB) |  | 2013/3/27 2013/7/9 2014/5/30 |  |  |  |  | V (FW 3.0.6) | V (FW 3.0.6) | V (FW 3.0.6) | V (FW 3.0.6) | V | V (FW 1.0.0) | V (FW 1.0.0) | V | V (FW 1.1.0) | V (FW 1.4.0) | V (FW 1.2.2) |  | V (FW 1.4.3) | V (FW 1.4.3) | V | V (FW 1.7.0) | V (FW 2.2.4) | V (FW 2.2.4) | V (FW 2.2.4) | V (FW 2.2.4) | V (FW 2.2.4) | V (FW 2.2.4) | V (FW 2.2.4) | V (FW 2.2.4) | V (FW 2.2.4) | V (FW 2.2.4) | / | / | / | /
2.5 | Seagate | Enterprise Performance 15K HDD v5 | ST600MP0005 | 600GB | 15000 | 12Gb/s | 128 | N003 | ST300MP0005 (300GB) | 512N Q500 2U12 does not support. | 2015-04-30 | V (FW 4.0.0) | V (FW 4.0.0) | V (FW 1.0.0) | V (FW 1.0.0) | V (FW 3.5.1) | V (FW 3.5.1) | V (FW 3.5.1) | V (FW 3.5.1) | V | V (FW 3.5.0) X (Q500 2U12) | V (FW 3.5.0) X (Q500 2U12) | V X (Q500 2U12) |  |  |  | V (FW 1.0.0) | V (FW 1.7.2) | V (FW 1.7.2) | V |  |  | / |  | / |  | / |  | / |  | /
2.5 | Seagate | Savvio 15K.3 | ST9300653SS | 300GB | 15000 | 6Gb/s | 64 | 0002 | ST9146853SS (146GB) |  | 2011-10-26 |  |  |  |  | V (FW 1.0.1) | V (FW 1.0.1) | V (FW 1.0.0) | V (FW 1.0.0) | V | [5 empty] | V (FW 1.0.0) |  | V (FW 1.2.0) | V (FW 1.2.0) | V |  | V (FW 2.1.2) | V (FW 2.1.2) | V (FW 1.0.0) | V (FW 1.0.0) | V (FW 2.1.2) | V (FW 2.1.2) | V (FW 2.1.2) | V (FW 2.1.2) | V (FW 2.1.2) | V (FW 2.1.2) | / | / | / | /
2.5 | Seagate | Savvio 15K.2 | ST9146852SS | 147GB | 15000 | 6Gb/s | 16 | 0002 | ST973452SS (73GB) |  | 2009-04-21 | [8 empty] | V | [7 empty] | V | V | V |  | V | V | V | V | V | V | V | V | V | V | / | / | / | /
2.5 | Seagate | Enterprise Performance 10K.7 HDD | ST1200MM0007 | 1.2TB | 10000 | 6Gb/s | 64 | 0001 |  |  | 2013-11-29 |  |  |  |  | V (FW 3.0.9) | V (FW 3.0.9) | V (FW 3.0.9) | V (FW 3.0.9) | V | V (FW 1.0.0) | V (FW 1.0.0) | V | V (FW 1.1.0) | V (FW 1.4.0) | V (FW 1.2.1) |  | V (FW 1.4.4) | V (FW 1.4.4) | V | V (FW 1.7.0) | [10 empty] | / | / | / | /
2.5 | Toshiba | AL14SEB | AL14SEB120N | 1.2TB | 10500 | 12Gb/s | 128 | 0102 | AL14SEB090N (900GB) AL14SEB060N (600GB) AL14SEB045N (450GB) AL14SEB030N (300GB) | Q500 2U12 does not support. | 2015-08-26 | V (FW 4.0.0) | V (FW 4.0.0) | V (FW 1.0.0) | V (FW 1.0.0) | V (FW 3.6.2) | V (FW 3.6.2) | V (FW 3.6.2) | V (FW 3.6.2) | V (FW 3.6.2) | V (FW 3.6.1) | V (FW 3.6.1) | V X (Q500 2U12) |  | V (FW 2.0.0) |  | V (FW 1.1.0) | V (FW 1.7.4) | V (FW 1.7.4) | V | [11 empty] | / | / | / | /
Legacy SAS 3.5" HDD
3.5 | Hitachi | Ultrastar 15K300 | HUS153073VLS300 | 73GB | 15000 | 3Gb/s | 16 | A510 |  |  | 2009-01-08 | [16 empty] | V |  |  |  | V |  | V |  | V |  | V |  | V |  | V | V | V | V
3.5 | Hitachi | Ultrastar 15K147 | HUS151436VLS300 | 36GB | 15000 | 3Gb/s | 16 | [20 empty] | V |  |  |  | V |  | V |  | V |  | V |  | V |  | V | V | V | V
3.5 | HGST | Ultrastar 7K3000 | HUS723030ALS640 | 3TB | 7200 | 6Gb/s | 64 | A222 | HUS723020ALS640 (2TB) |  | 2013-03-01 |  |  |  |  | V (FW 3.0.4) | V (FW 3.0.4) | V (FW 3.0.4) | V (FW 3.0.4) | V | [7 empty] | V (FW 1.4.3) | / | V |  | V (FW 2.2.4) | / | V (FW 2.2.4) | / | V (FW 2.2.4) | / | V (FW 2.2.4) | / | V (FW 2.2.4) | /
3.5 | Seagate | Cheetah 15K.6 | ST3450856SS | 450GB | 15000 | 3Gb/s | 16 | 0003 |  |  | 2008-08-28 | [16 empty] | V |  |  |  | V |  | V |  | V |  | V |  | V |  | V | V | V | V
3.5 | Seagate | Cheetah 15K.5 | ST3146855SS | 146GB | 15000 | 3Gb/s | 16 | 0003 |  |  | 2007-11-17 | [16 empty] | V |  |  |  | V |  | V |  | V |  | V |  | V |  | V | V | V | V
3.5 | Seagate | Cheetah 15K.5 | ST373455SS | 73GB | 15000 | 3Gb/s | 16 | 0003 | [19 empty] | V |  |  |  | V |  | V |  | V |  | V |  | V |  | V | V | V | V
3.5 | Seagate | Cheetah 15K.4 | ST336754SS | 36GB | 15000 | 3Gb/s | 8 | [20 empty] | V |  |  |  | V |  | V |  | V |  | V |  | V |  | V | V | V | V
3.5 | Seagate | Cheetah 15K.7 | ST3600057SS | 600GB | 15000 | 6Gb/s | 16 | 0008 0004 |  |  | 2011/3/7 2009/7/31 |  |  |  |  | V (FW 3.0.2) | V (FW 3.0.2) | V (FW 3.0.3) | V (FW 3.0.3) | [6 empty] | V (FW 1.0.3) | V (FW 1.0.3) | V | / |  |  | V | / | V | / | V | / | V | / | V | / | V V (FW 1.0.6) | V V (FW 1.0.6) | V V (FW 1.0.6) | V
3.5 | Seagate | Cheetah NS | ST3400755SS | 400GB | 10000 | 3Gb/s | 16 |  |  |  | 2007-11-07 | [16 empty] | V |  |  |  | V |  | V |  | V |  | V |  | V |  | V | V | V | V
3.5 | Seagate | Cheetah NS.2 | ST3600002SS | 600GB | 10000 | 6Gb/s | 16 | 0004 |  |  | 2009-07-31 | [16 empty] | V | / |  |  | V | / | V | / | V | / | V | / | V | / | V (FW 1.0.6) | V (FW 1.0.6) | V (FW 1.0.6) | V
3.5 | Seagate | Barracuda ES.2 | ST31000640SS | 1TB | 7200 | 3Gb/s | 16 | 0002 |  |  | 2008-04-22 | [16 empty] | V |  |  |  | V |  | V |  | V |  | V |  | V |  | V | V | V | V
3.5 | Seagate | Constellation ES | ST32000444SS | 2TB | 7200 | 6Gb/s | 16 | 0005 |  |  | 2010-05-20 | [16 empty] | V | / |  |  | V (FW 1.0.2) | / | V | / | V (FW 1.0.2) | / | V (FW 1.0.2) | / | V (FW 1.0.2) | / | V (FW 1.0.7) | V (FW 1.0.7) | V (FW 1.0.7) | V
3.5 | Seagate | Constellation ES | ST31000424SS | 1TB | 7200 | 6Gb/s | 16 | 0005 |  |  | 2010-05-20 | [16 empty] | V | / |  |  | V (FW 1.0.2) | / | V | / | V (FW 1.0.2) | / | V (FW 1.0.2) | / | V (FW 1.0.2) | / | V (FW 1.0.7) | V (FW 1.0.7) | V (FW 1.0.7) | V
3.5 | Toshiba | AL13SEL Series | AL13SEL900 | 900GB | 10500 | 6Gb/s | 64 | 6101 | AL13SEL600 (600GB) AL13SEL450 (450GB) AL13SEL300 (300GB) |  | 2013-07-19 |  |  |  |  | V (FW 3.0.6) | V (FW 3.0.6) | V (FW 3.0.6) | V (FW 3.0.6) | V | V (FW 1.0.0) | V (FW 1.0.0) | V | V (FW 1.1.0) | V (FW 1.4.0) | V (FW 1.2.0) |  | V (FW 1.4.4) | / | V | V (FW 1.7.0) | V (FW 2.2.5) | / | V (FW 2.2.5) | / | V (FW 2.2.5) | / | V (FW 2.2.5) | / | V (FW 2.2.5) | /
3.5 | Toshiba | MBF Series | MK2001TRKB | 2TB | 7200 | 6Gb/s | 16 | 1003 | MK1001TRKB (1TB) |  | 2012-09-20 |  |  |  |  | V (FW 3.0.2) | V (FW 3.0.2) | V (FW 3.0.2) | V (FW 3.0.2) | V | [5 empty] | V (FW 1.0.2) |  | V (FW 1.4.0) | / | V |  | V (FW 2.2.3) | / | V (FW 2.2.3) | / | V (FW 2.2.3) | / | V (FW 2.2.3) | / | V (FW2.2.2) | / | V (FW 1.2.0) | V (FW 1.2.0) | V (FW 1.2.0) | V (FW 2.2.0)
3.5 | Western Digital | WD RE (SAS) | WD4001FYYG-01SL3W0 | 4TB | 7200 | 6Gb/s | 32 | VR02 | WD3001FYYG-01SL3W0 (3TB) WD2001FYYG-01SL3W0 (2TB) WD1001FYYG-01SL3W0 (1TB) |  | 2013-03-08 |  |  |  |  | V (FW 3.0.4) | V (FW 3.0.4) | V (FW 3.0.4) | V (FW 3.0.4) | V | V (FW 1.0.0) | V (FW 1.0.0) | V | V (FW 1.1.0) | V (FW 1.4.0) | V (FW 1.1.0) |  | V (FW 1.4.3) | / | V | V (FW 1.7.0) | V (FW 2.2.4) | / | V (FW 2.2.4) | / | V (FW 2.2.4) | / | V (FW 2.2.4) | / | V (FW 2.2.4) | / | V (FW 1.2.0) | V (FW 1.2.0) | V (FW 1.2.0) | V (FW 2.2.0)
Legacy SAS 2.5" HDD
2.5 | HGST | Ultrastar C10K600 | HUC106060CSS600 | 600GB | 10000 | 6Gb/s | 64 | A150 | HUC106045CSS600 (450GB) HUC106030CSS600 (300GB) |  | 2010-08-27 | [8 empty] | V | [7 empty] | V | V | V |  | V (FW 1.0.2) | V (FW 1.0.2) | V | V | V (FW 1.0.2) | V (FW 1.0.2) | V (FW 1.0.2) | V (FW 1.0.2) | V (FW 1.0.2) | V (FW 1.0.2) | / | / | / | /
2.5 | Seagate | Savvio 10K.5 | ST9900805SS | 900GB | 10000 | 6Gb/s | 64 | 0001 |  |  | 2011-07-12 | [16 empty] | V (FW 1.1.0) | V (FW 1.1.0) |  |  | V (FW 2.1.0) | V (FW 2.1.0) | V (FW 1.0.0) | V (FW 1.0.0) | V (FW 2.1.0) | V (FW 2.1.0) | V (FW 2.1.0) | V (FW 2.1.0) | V (FW 2.1.0) | V (FW 2.1.0) | / | / | / | /
2.5 | Seagate | Savvio 10K.3 | ST9300603SS | 300GB | 10000 | 6Gb/s | 16 | 0003 |  |  | 2009-04-21 | [17 empty] | V |  |  |  | V |  | V |  | V |  | V |  | V
2.5 | Seagate | Constellation | ST9500430SS | 500GB | 7200 | 6Gb/s | 16 | 0001 |  |  | 2009-04-17 | [16 empty] | V | V |  |  | V | V | V | V | V | V | V | V | V | V | / | / | / | /
2.5 | Western Digital | S25 | WD4500BKHG-02A29V0 | 450GB | 10000 | 6Gb/s | 32 | VG03 |  |  | 2011-08-26 |  |  |  |  | X (Bug for hot-plug, fixing) | X (Bug for hot-plug, fixing) | X (Bug for hot-plug, fixing) | X (Bug for hot-plug, fixing) | [6 empty] | V (FW 1.0.0) | V (FW 1.0.0) | V (FW 1.1.0) | V (FW 1.1.0) |  |  | V (FW 2.1.1) | V (FW 2.1.1) | V (FW 1.0.0) | V (FW 1.0.0) | V (FW 2.1.1) | V (FW 2.1.1) | V (FW 2.1.1) | V (FW 2.1.1) | V (FW 2.1.1) | V (FW 2.1.1) | / | / | / | /
2.5 | Toshiba | MBF Series | MBF2600RC | 600GB | 10025 | 6Gb/s | 16 | 0109 | MBF2450RC (450GB) MBF2300RC (300GB) |  | 2012-06-29 |  |  |  |  | V (FW 1.0.6) | V (FW 1.0.6) | V (FW 1.0.2) | V (FW 1.0.2) | V | [5 empty] | V (FW 1.0.0) |  | V (FW 1.3.0) | V (FW 1.3.0) | V |  | V (FW 2.2.2) | V (FW 2.2.2) | V (FW 2.2.2) | V (FW 2.2.2) | V (FW 2.2.2) | V (FW 2.2.2) | V (FW 2.2.2) | V (FW 2.2.2) | V (FW 2.2.2) | V (FW 2.2.2) | / | / | / | /
2.5 | Western Digital | WD XE (SAS) | WD9001BKHG-02D22V1 | 900GB | 10000 | 6Gb/s | 32 | SR04 | WD6001BKHG-02D22V1 (600GB) WD4501BKHG-02D22V1 (450GB) WD3001BKHG-02D22V1 (300GB) |  | 2012-11-01 |  |  |  |  | V (FW 3.0.2) | V (FW 3.0.2) | V (FW 3.0.3) | V (FW 3.0.3) | V | V (FW 1.0.0) | V (FW 1.0.0) | V | V (FW 1.1.0) | V (FW 1.4.0) | V (FW 1.0.3) |  | V (FW 1.4.0) | V (FW 1.4.0) | V | V (FW 1.7.0) | V (FW 2.2.4) | V (FW 2.2.4) | V (FW 2.2.4) | V (FW 2.2.4) | V (FW 2.2.4) | V (FW 2.2.4) | V (FW 2.2.4) | V (FW 2.2.4) | V (FW2.2.4) | V (FW2.2.4) | / | / | / | /

## SAS SSD
[12 empty] | XCubeSAN |  | XCubeDAS |  | AegisSAN LX |  |  |  |  | AegisSAN Q500 |  |  | AegisSAN V100 | TrioNAS LX |  |  | JBOD |  |  |  | Legacy AegisSAN | [9 empty] | Legacy |  |  | Legacy JBOD
Comment: V: Test with the FW version X: Not recommend /: Not suitable | [11 empty] | XS5212 XS5216 XS5224 | XS5226 | XD5312 XD5316 XD5324 | XD5326 | P400Q-D424 P400Q-S424 P400Q-D316 P400Q-S316 P400Q-D212 P400Q-S212 | P600Q-D424 P600Q-S424 P600Q-D316 P600Q-S316 P600Q-D212 P600Q-S212 | F600Q-D424 F600Q-S424 F600Q-D316 F600Q-S316 F600Q-D212 F600Q-S212 | F630Q-D424 F630Q-S424 F630Q-D316 F630Q-S316 F630Q-D212 F630Q-S212 | P400Q-D460 P400Q-S460 P600Q-D460 P600Q-S460 F600Q-D460 F600Q-S460 | Q500-P10 Q500-P20 Q500-P21 | Q500-F21 Q500-F30 | Q500-S20 | V100-P10 V100-P20 V100-F30 | U300Q-P10 U300Q-P20 U300Q-F30 | U400Q-S424 U400Q-S316 U400Q-S212 U600Q-S424 U600Q-S316 U600Q-S212 | U400HA-D424 U400HA-D316 U400HA-D212 U600HA-D424 U600HA-D316 U600HA-D212 | J300Q-D424 J300Q-C424 J300Q-D316 J300Q-C316 J300Q-D212 J300Q-C212 | J300Q-D224 J300Q-C224 | J300Q-D460 J300Q-C460 | J100 | F300Q-D424 F300Q-S424 F300Q-D316 F300Q-S316 F300Q-D212 F300Q-S212 | F300Q-D224 F300Q-S224 | F400Q-D424 F400Q-S424 F400Q-D316 F400Q-S316 F400Q-D212 F400Q-S212 | F400Q-D224 F400Q-S224 | P300Q-D424 P300Q-S424 P300Q-D316 P300Q-S316 P300Q-D212 P300Q-S212 | P300Q-D224 P300Q-S224 | P500Q-D424 P500Q-S424 P500Q-D316 P500Q-S316 P500Q-D212 P500Q-S212 | P500Q-D224 P500Q-S224 | S300Q-D424 S300Q-S424 S300Q-D316 S300Q-S316 S300Q-D212 S300Q-S212 | S300Q-D224 S300Q-S224 | F200V40 F200V50 F200V51 F200V60 F200V61 | P210V40 P210V50 P210V51 P210V60 P210V61 | S510V40 S510V50 S510V51 S510V60 S510V61 | J200V40 J200V50 J200V51 J200V60 J200V61
FF | Vendor | Family | Model | Capa city | RPM | Inter face | Ca che | FW | Family Models | Comment | Date | LFF | SFF | LFF | SFF | LFF | LFF | LFF | LFF | LFF | LFF | LFF | LFF | LFF | LFF | LFF | LFF | LFF | SFF | LFF | LFF
SAS 2.5" SSD
2.5 | HGST | Ultrastar SSD800MH.B | HUSMH8010BSS200 | 100GB | N/A | 12Gb/s | MLC |  | HUSMH8080BSS200 (800GB) HUSMH8040BSS200 (400GB) HUSMH8020BSS200 (200GB) | 25 DWPD | 2016-05-03 | V (FW 4.0.0) | V (FW 4.0.0) | V (FW 4.0.0) | V (FW 4.0.0)
2.5 | HGST | Ultrastar SSD1600MR | HUSMR1625ASS200 | 250GB | N/A | 12Gb/s | MLC |  | HUSMR1640ASS200 (400GB) HUSMR1650ASS200 (500GB) HUSMR1680ASS200 (500GB) HUSMR1610ASS200 (1TB) HUSMR1616ASS200 (1.6TB) HUSMR1619ASS230 (1.92TB) | 3 DWPD | 2016-03-24 | V (FW 4.0.0) | V (FW 4.0.0) | V (FW 4.0.0) | V (FW 4.0.0) | V (FW 3.7.2) | V (FW 3.7.2) | V (FW 3.7.2) | V (FW 3.7.2) | V (FW 3.7.2) | [7 empty] | V (1.7.4) | V (1.7.4) | V (1.7.4)
2.5 | Seagate | 1200 SSD | ST400FM0053 | 400GB | N/A | 12Gb/s | MLC | 0006 | ST800FM0053 (800GB) ST400FM0073 (400GB) ST200FM0073 (200GB) | Q500 2U12 does not support. | 2015-07-29 | V (FW 4.0.0) | V (FW 4.0.0) | V (FW 4.0.0) | V (FW 4.0.0) | V (FW 3.6.1) | V (FW 3.6.1) | V (FW 3.6.1) | V (FW 3.6.1) | V | V (FW 3.6.1) | V (FW 3.6.1) | V X (Q500 2U12) | V (FW 3.6.1) | V (FW 2.0.0) | V (FW 1.4.1) | V (FW 1.1.0) | V (1.7.4) | V (1.7.4) | V
2.5 | SMART Storage Systems | Optimus SSD | TXA2D20800GA6001 | 800GB | N/A | 6Gb/s | MLC | K321 | TXA2D20200GA6001 (200GB) TXA2D20400GA6001 (400GB) |  | 2014-01-13 | [14 empty] | V (FW 1.2.2)
2.5 | SMART Storage Systems | Optimus Eco SSD | TXD2D20800GG6001 | 800GB | N/A | 6Gb/s | MLC | 37NA | TXD2D20400GG6001 (400GB) TXD2D21600GG6001 (1.6TB) TXD2D22000GG6001 (2TB) |  | 2014-01-13 | [14 empty] | V (FW 1.2.2)
Legacy SAS 2.5" SSD
2.5 | HGST | Ultrastar SSD400M | HUSML4040ASS600 | 400GB | N/A | 6Gb/s | MLC | A294 | HUSML4020ASS600 (200GB) |  | 2012-03-13 |  |  |  |  | V (FW 1.0.3) | V (FW 1.0.3) | V (FW 1.0.1) | V (FW 1.0.1) | V | [5 empty] | V (FW 1.0.0) |  | V (FW 1.3.0) | V (FW 1.3.0) | V |  | V (FW 2.2.1) | V (FW 2.2.1) | V (FW 2.2.1) | V (FW 2.2.1) | V (FW 2.2.1) | V (FW 2.2.1) | V (FW 2.2.1) | V (FW 2.2.1) | V (FW 2.2.1) | V (FW 2.2.1) | / | / | / | /
2.5 | Toshiba | MKx001GRZB | MK1001GRZB | 100GB | N/A | 6Gb/s | SLC |  | MK2001GRZB (200GB) MK4001GRZB (400GB) | Qualified by Authorized partner for limited models | 2012-11-27 |  |  |  |  | V (FW 1.0.7) | V (FW 1.0.7) |  |  | V | [5 empty] | / | [13 empty] | / |  | / | /

## SATA HDD
[12 empty] | AegisSAN LX |  |  |  | AegisSAN Q500 | [5 empty] | AegisSAN V100 | TrioNAS LX |  |  | TrioNAS |  | JBOD |  |  |  |  | Legacy AegisSAN | [9 empty] | Legacy |  |  | Legacy
Comment: V: Test with the FW version X: Not recommend /: Not suitable | [11 empty] | P400Q-D424 P400Q-D316 P400Q-D212 P600Q-D424 P600Q-D316 P600Q-D212 | P400Q-S424 P400Q-S316 P400Q-S212 P600Q-S424 P600Q-S316 P600Q-S212 | F600Q-D424 F600Q-D316 F600Q-D212 F630Q-D424 F630Q-D316 F630Q-D212 | F600Q-S424 F600Q-S316 F600Q-S212 F630Q-S424 F630Q-S316 F630Q-S212 | Q500-P10-D424 Q500-P10-D316 Q500-P10-D212 Q500-P20-D424 Q500-P20-D316 Q500-P20-D212 | Q500-P10-S424 Q500-P10-S316 Q500-P10-S212 Q500-P20-S424 Q500-P20-S316 Q500-P20-S212 | Q500-F21-D424 Q500-F21-D316 Q500-F21-D212 Q500-F30-D424 Q500-F30-D316 Q500-F30-D212 | Q500-F21-S424 Q500-F21-S316 Q500-F21-S212 Q500-F30-S424 Q500-F30-S316 Q500-F30-S212 | Q500-S20-D424 Q500-S20-D316 Q500-S20-D212 | Q500-S20-S424 Q500-S20-S316 Q500-S20-S212 | V100-P10 V100-P20 V100-F30 | U300-P10 U300-P20 U300-F30 | U400Q-S424 U400Q-S316 U400Q-S212 U600Q-S424 U600Q-S316 U600Q-S212 | U400HA-D424 U400HA-D316 U400HA-D212 U600HA-D424 U600HA-D316 U600HA-D212 | U110 U120 | U210 U220 U221 | J300Q-D424 J300Q-D316 J300Q-D212 | J300Q-C424 J300Q-C316 J300Q-C212 | J300Q-D224 | J300Q-C224 | J100 | F300Q-D424 F300Q-D316 F300Q-D212 P300Q-D424 P300Q-D316 P300Q-D212 | P500Q-S424 P500Q-S316 P500Q-S212 S300Q-S424 S300Q-S316 S300Q-S212 | F300Q-D424 F300Q-D316 F300Q-D212 P300Q-D424 P300Q-D316 P300Q-D212 | P500Q-S424 P500Q-S316 P500Q-S212 S300Q-S424 S300Q-S316 S300Q-S212 | F300Q-D224 P300Q-D224 P500Q-D224 S300Q-D224 | F300Q-S224 P300Q-S224 P500Q-S224 S300Q-S224 | F400Q-D424 F400Q-D316 F400Q-D212 | F400Q-S424 F400Q-S316 F400Q-S212 | F400Q-D224 | F400Q-S224 | F200V40 F200V50 F200V51 F200V60 F200V61 | P210V40 P210V50 P210V51 P210V60 P210V61 | S510V40 S510V50 S510V51 S510V60 S510V61 | P110V04 P160V40 P160V50 P160V51 P160V60 P160V61 | S121V40 S121V50 S121V51 S121V60 S121V61
FF | Vendor | Family | Model | Capa city | RPM | Inter face | Ca che | FW | Family Models | Comment | Date | LFF | LFF | LFF | LFF | LFF | LFF | LFF | LFF | LFF | LFF | LFF | LFF | LFF | LFF | LFF | LFF | LFF | LFF | SFF | SFF | LFF
SATA 3.5" HDD
3.5 | HGST | Ultrastar He8 | HUH728080ALE600 | 8TB | 7200 | 6Gb/s | 128 | 514 | HUH728060ALE600 (6TB) | 512E | 2015-05-29 | V (FW 3.6.0, with 6G MUX board) | V (FW 3.6.0) | V (FW 3.6.0, with 6G MUX board) | V (FW 3.6.0) | V (FW 3.6.0, with 6G MUX board) | V (FW 3.6.0) | V (FW 3.6.0, with 6G MUX board) | V (FW 3.6.0) | V (with 6G MUX board) | V | X (Tray is very tight) | X (Tray is very tight) |  | V (FW 1.0.0, with 6G MUX board) | V (FW 1.4.1) | V (FW 1.4.1) | V (FW 1.7.4, with 6G MUX board) | V (FW 1.7.4) | / | / | X (Tray is very tight)
3.5 | HGST | Ultrastar 7K6000 | HUS726060ALE610 | 6TB | 7200 | 6Gb/s | 128 | 517 | HUS726050ALE610 (5TB) HUS726040ALE610 (4TB) HUS726020ALE610 (2TB) | 512E | 2015-04-27 | V (FW 3.5.1, with 6G MUX board) | V (FW 3.5.1) | V (FW 3.5.1, with 6G MUX board) | V (FW 3.5.1) | V (FW 3.5.0, with 6G MUX board) | V (FW 3.5.0) | V (FW 3.5.0, with 6G MUX board) | V (FW 3.5.0) | V (with 6G MUX board) | V | V (FW 1.1.2) | V (FW 1.4.1) | V (FW 1.4.1) | V (FW 1.0.0, with 6G MUX board) | V (FW 1.4.1) | V (FW 1.4.1) | V (FW 1.7.2, with 6G MUX board) | V (FW 1.7.2) | / | / | V (FW 1.7.2)
3.5 | HGST | Ultrastar 7K4000 | HUS724040ALE640 | 4TB | 7200 | 6Gb/s | 64 | 3B0 | HUS724030ALE640 (3TB) HUS724020ALE640 (2TB) | 512E | 2013/3/8 2013/5/30 | V (FW 3.0.4, with 6G MUX board) | V (FW 3.0.4) | V (FW 3.0.4, with 6G MUX board) | V (FW 3.0.4) | V (FW 1.0.0) | V (FW 1.0.0) | V (FW 1.0.0) | V (FW 1.0.0) | V (with 6G MUX board) | V | V (FW 1.1.0) | V (FW 1.4.0) | V (FW 1.1.0) |  | V (FW 1.1.0) | V (FW 1.2.0) | V (FW 1.4.3, with 6G MUX board) | V (FW 1.4.3) | / | / | V (FW 1.7.0) | V (FW 2.2.4, with 6G MUX board) | V (FW 2.2.4) | V (FW 2.2.4, with 6G MUX board) | V (FW 2.2.4) | / | / | V (FW 2.2.4, with 6G MUX board) | V (FW 2.2.4) | / | / | X | X | X
3.5 | HGST | Ultrastar 7K4000 | HUS724040ALA640 | 4TB | 7200 | 6Gb/s | 64 | 8B0 | HUS724030ALA640 (3TB) HUS724020ALA640 (2TB) | 512N | 2013-08-23 | V (FW 3.0.8, with 6G MUX board) | V (FW 3.0.8) | V (FW 3.0.8, with 6G MUX board) | V (FW 3.0.8) | V (FW 1.0.0) | V (FW 1.0.0) | V (FW 1.0.0) | V (FW 1.0.0) | V (with 6G MUX board) | V | V (FW 1.1.0) | V (FW 1.4.0) | V (FW 1.2.1) |  | V (FW 1.2.0) | V (FW 1.2.1) | V (FW 1.4.4, with 6G MUX board) | V (FW 1.4.4) | / | / | V (FW 1.7.0) | V (FW 2.2.5, with 6G MUX board) | V (FW 2.2.5) | V (FW 2.2.5, with 6G MUX board) | V (FW 2.2.5) | / | / | V (FW 2.2.5, with 6G MUX board) | V (FW 2.2.5) | / | / | X | X | X
3.5 | Seagate | Enterprise Capacity 3.5 HDD v5 | ST8000NM0055 | 8TB | 7200 | 6Gb/s | 256 | PN01 |  | 512E | 2015-11-27 | V (FW 3.7.1, with 6G MUX board) | V (FW 3.7.1) | V (FW 3.7.1, with 6G MUX board) | V (FW 3.7.1) | V (FW 3.7.0, with 6G MUX board) | V (FW 3.7.0) | V (FW 3.7.0, with 6G MUX board) | V (FW 3.7.0) | V (FW 3.7.0, with 6G MUX board) | V (FW 3.7.0) | V (FW 3.6.1) | V (FW 2.1.0) |  | V (FW 2.1.0, with 6G MUX board) |  |  | V (FW 1.7.4, with 6G MUX board) | V (FW 1.7.4) | / | / | V (FW 1.7.4)
3.5 | Seagate | Enterprise Capacity 3.5 HDD v4 | ST6000NM0004 | 6TB | 7200 | 6Gb/s | 128 | SN02 | ST4000NM0004 (4TB) ST2000NM0004 (2TB) | 4KN | 2015-07-02 | V (FW 3.6.1, with 6G MUX board) | V (FW 3.6.1) | V (FW 3.6.1, with 6G MUX board) | V (FW 3.6.1) | V (FW 3.6.1, with 6G MUX board) | V (FW 3.6.1) | V (FW 3.6.1, with 6G MUX board) | V (FW 3.6.1) | V (with 6G MUX board) | V | V (FW 3.6.1) | V (FW 2.0.0) |  | V (FW 1.1.0, with 6G MUX board) | x | x | V (FW 1.7.4, with 6G MUX board) | V (FW 1.7.4) | / | / | V (FW 1.7.4)
3.5 | Seagate | Enterprise Capacity 3.5 HDD v4 | ST6000NM0024 | 6TB | 7200 | 6Gb/s | 128 | SN02 | ST5000NM0024 (5TB) ST4000NM0024 (4TB) ST2000NM0024 (2TB) |  | 2014/7/17 2014/7/22 | V (FW 3.2.2, with 6G MUX board) | V (FW 3.2.2) | V (FW 3.2.2, with 6G MUX board) | V (FW 3.2.2) | V (FW 1.1.3, with 6G MUX board) | V (FW 1.1.3) | V (FW 1.1.3, with 6G MUX board) | V (FW 1.1.3) | V (with 6G MUX board) | V | V (FW 1.1.0) | V (FW 1.4.0) | V (FW 1.2.2) | V (FW 1.0.0, with 6G MUX board) | V (FW 1.2.3) | V (FW 1.2.2) |  |  | / | / | V (FW 1.7.0)
3.5 | Seagate | Enterprise Capacity 3.5 HDD v4 | ST5000NM0024 | 5TB | 7200 | 6Gb/s | 128 | SN01 | ST6000NM0024 (6TB) ST4000NM0024 (4TB) ST2000NM0024 (2TB) |  | 2014/4/29 2014/6/27 | V (FW 3.2.1, with 6G MUX board) | V (FW 3.2.1) | V (FW 3.2.1, with 6G MUX board) | V (FW 3.2.1) | V (FW 1.1.1, with 6G MUX board) | V (FW 1.1.1) | V (FW 1.1.1, with 6G MUX board) | V (FW 1.1.1) | V (with 6G MUX board) | V | V (FW 1.1.0) | V (FW 1.4.0) | V (FW 1.2.2) | V (FW 1.0.0, with 6G MUX board) | V (FW 1.2.2) | V (FW 1.2.2) | V (FW 1.5.0, with 6G MUX board) | V (FW 1.5.0) | / | / | V (FW 1.7.0)
3.5 | Seagate | Enterprise Capacity 3.5 HDD Constellation ES.3 | ST4000NM0033 | 4TB | 7200 | 6Gb/s | 128 | 0001 SN03 | ST3000NM0033 (3TB) ST2000NM0033 (2TB) ST1000NM0033 (1TB) | Authorized partner suggests to upgrade HDD FW SN04. | 2013/4/29 2013/5/30 | V (FW 3.0.4, with 6G MUX board) | V (FW 3.0.4) | V (FW 3.0.5, with 6G MUX board) | V (FW 3.0.5) | V (FW 1.0.0, with 6G MUX board) | V (FW 1.0.0) | V (FW 1.0.0, with 6G MUX board) | V (FW 1.0.0) | V (with 6G MUX board) | V | V (FW 1.1.0) | V (FW 1.4.0) | V (FW 1.1.1) |  | V (FW 1.1.0) | V (FW 1.2.0) | V (FW 1.4.3, with 6G MUX board) | V (FW 1.4.3) | / | / | V (FW 1.7.0) | V (FW 2.2.5, with 6G MUX board) | V (FW 2.2.5, with 6G MUX board) | V (FW 2.2.5, with 6G MUX board) | V (FW 2.2.5, with 6G MUX board) | / | / | V (FW 2.2.5, with 6G MUX board) | V (FW 2.2.5, with 6G MUX board) | / | / | X | X | X | V (1.2.0)
3.5 | Seagate | Constellation ES.2 | ST33000650NS | 3TB | 7200 | 6Gb/s | 64 | 0001 | ST32000645NS (2TB) |  | 2011-06-30 | V (FW 1.0.0, with 6G MUX board) | V (FW 1.0.0) | [10 empty] | V (FW 1.0.3) |  |  |  | V (FW 1.1.0, with 6G MUX board) | V (FW 1.1.0) | / | / |  | V (FW 2.1.0, with 6G MUX board, Local Expander FW 2.1.0) | V (FW 2.1.0, with 6G MUX board, Local Expander FW 2.1.0) | V (FW 2.1.0, with 6G MUX board, Local Expander FW 2.1.0) | V (FW 2.1.0, with 6G MUX board, Local Expander FW 2.1.0) | / | / | V (FW 1.0.0, with 6G MUX board, Local Expander FW 2.1.0) | V (FW 1.0.0, with 6G MUX board, Local Expander FW 2.1.0) | / | / | X | X | X | V (FW 1.0.9) | V (FW 1.0.9)
3.5 | Seagate | Enterprise NAS HDD | ST8000NE0001 | 8TB | 7200 | 6Gb/s | 256 | PN01 | ST8000NE0011 (8TB)+Rescue ST6000VN0001 (6TB) ST6000VN0011 (6TB)+Rescue ST5000VN0001 (5TB) ST5000VN0011 (5TB)+Rescue ST4000VN0001 (4TB) ST4000VN0011 (4TB)+Rescue ST3000VN0001 (3TB) ST3000VN0011 (3TB)+Rescue ST2000VN0001 (2TB) ST2000VN0011 (2TB)+Rescue | 1 ~ 16 Drive Bays Supported | 2016-02-25 | [11 empty] | V (FW 2.1.1) | V (FW 2.1.1) | V (FW 2.1.2, with 6G MUX board) |  |  |  |  | / | /
3.5 | Seagate | Enterprise NAS HDD | ST6000VN0001 | 6TB | 7200 | 6Gb/s | 128 | AN02 | ST6000VN0011 (6TB)+Rescue ST5000VN0001 (5TB) ST5000VN0011 (5TB)+Rescue ST4000VN0001 (4TB) ST4000VN0011 (4TB)+Rescue ST3000VN0001 (3TB) ST3000VN0011 (3TB)+Rescue ST2000VN0001 (2TB) ST2000VN0011 (2TB)+Rescue | 1 ~ 16 Drive Bays Supported | 2015-02-26 | [11 empty] | V (FW 1.4.0) | V (FW 1.4.1) | V (FW 1.0.0, with 6G MUX board) | V (FW 1.4.1) | V (FW 1.4.1) |  |  | / | /
3.5 | Seagate | NAS HDD | ST8000VN0002 ST6000VN0021 ST1000VN000 | 8TB 6TB 1TB | 5900 | 6Gb/s | 256 128 64 | SC60 | ST8000VN0012 (8TB)+Rescue ST6000VN0031 (6TB)+Rescue ST4000VN000 (4TB) ST4000VN003 (4TB)+Rescue ST3000VN000 (3TB) ST2000VN000 (2TB) ST2000VN001 (2TB)+Rescue ST1000VN001 (1TB)+Rescue | 1 ~ 8 Drive Bays Supported | 2016/2/25 2015/9/18 2016/3/30 | [14 empty] | V (FW 2.1.0) | V (FW 1.4.1) |  |  | / | /
3.5 | Seagate | Terascale HDD Constellation CS | ST4000NC001 | 4TB | 5900 | 6Gb/s | 64 | CN02 |  |  | 2013-12-27 | V (FW 3.0.9, with 6G MUX board) | V (FW 3.0.9) | V (FW 3.0.9, with 6G MUX board) | V (FW 3.0.9) | V (FW 1.0.0, with 6G MUX board) | V (FW 1.0.0) | V (FW 1.0.0, with 6G MUX board) | V (FW 1.0.0) | V (with 6G MUX board) | V | V (FW 1.1.0) | V (FW 1.4.0) | V (FW 1.2.1) |  | V (FW 1.2.1) | V (FW 1.2.1) | V (FW 1.5.0, with 6G MUX board) | V (FW 1.5.0) | / | / | V (FW 1.7.0)
3.5 | Seagate | Surveillance HDD | ST8000VX0002 | 8TB | 7200 | 6Gb/s | 256 | AV01 | ST8000VX0012 (8TB)+Rescue ST6000VX0001 (6TB) ST6000VX0011 (6TB)+Rescue ST5000VX0001 (5TB) ST5000VX0011 (5TB)+Rescue ST4000VX000 (4TB) ST4000VX002 (4TB)+Rescue | 8+ Drive Bays Supported | 2016-02-22 | [10 empty] | V (FW 3.6.1) | V (FW 2.1.1) |  |  | V (FW 2.1.0) | V (FW 2.1.1) |  |  | / | /
3.5 | Seagate | Surveillance HDD | ST3000VX006 ST1000VX001 | 3TB 1TB | 5900 | 6Gb/s | 64 | CV11 | ST3000VX005 (3TB)+Rescue ST2000VX003 (2TB) ST2000VX005 (2TB)+Rescue ST1000VX003 (1TB)+Rescue | 1 ~ 8 Drive Bays Supported | 2015/1/27 2016/4/15 | [14 empty] | V (FW 2.1.0) | V (FW 1.4.0) |  |  | / | /
3.5 | Seagate | Barracuda Desktop HDD | ST3000DM001 | 3TB | 7200 | 6Gb/s | 64 | CC24 | ST4000DM000 (4TB) ST2000DM001 (2TB) ST1000DM003 (1TB) ST500DM002 (500GB) ST320DM002 (320GB) ST250DM000 (250GB) |  | 2013-03-01 | X | X | X | X | [8 empty] | X |  | V (FW 1.1.0) |  | X | X | / | / |  | X | X | X | X | / | / | X | X | / | / | X | X | X | X | X
3.5 | Toshiba | MG04ACA Series | MG04ACA600E | 6TB | 7200 | 6Gb/s | 128 | FS2B | MG04ACA500E (5TB) MG04ACA400E (4TB) MG04ACA300E (3TB) MG04ACA200E (2TB) | 512E | 2015-05-29 | V (FW 3.6.0, with 6G MUX board) | V (FW 3.6.0) | V (FW 3.6.0, with 6G MUX board) | V (FW 3.6.0) | V (FW 3.6.0, with 6G MUX board) | V (FW 3.6.0) | V (FW 3.6.0, with 6G MUX board) | V (FW 3.6.0) | V (with 6G MUX board) | V | V (FW 3.6.0) | V (FW 2.0.0) |  | V (FW 1.0.0, with 6G MUX board) | V (FW 1.4.1) | V (FW 1.4.1) | V (FW 1.7.4, with 6G MUX board) | V (FW 1.7.4) | / | / | V (FW 1.7.4)
3.5 | Toshiba | MG03ACA Series | MG03ACA300 | 3TB | 7200 | 6Gb/s | 64 | FL0A | MG03ACA400 (4TB) MG03ACA200 (2TB) MG03ACA100 (1TB) |  | 2012/12/11 2013/5/30 2013/9/6 2014/6/9 | V (FW 3.0.4, with 6G MUX board) | V (FW 3.2.1) | V (FW 3.0.3, with 6G MUX board) | V (FW 3.2.1) | V (FW 1.0.0, with 6G MUX board) | V (FW 1.1.2) | V (FW 1.0.0, with 6G MUX board) | V (FW 1.1.2) | V (with 6G MUX board) | V |  |  | V (FW 1.0.3) |  | V (FW 1.1.0) | V (FW 1.2.0) | V (FW 1.4.0, with 6G MUX board) | V (FW 1.4.0) | / | / |  | V (FW 2.2.4, with 6G MUX board) | V (FW 2.2.4, with 6G MUX board) | V (FW 2.2.4, with 6G MUX board) | V (FW 2.2.4, with 6G MUX board) | / | / | V (FW 2.2.4, with 6G MUX board) | V (FW 2.2.4, with 6G MUX board) | / | / | X | X | X
3.5 | Western Digital | WD RE (SATA) | WD6001FSYZ-01SS7B1 | 6TB | 7200 | 6Gb/s | 64 | ER03 | WD5001FSYZ (5TB) | 512E | 2015-10-30 | V (FW 3.6.2, with 6G MUX board) | V (FW 3.6.2) | V (FW 3.6.2, with 6G MUX board) | V (FW 3.6.2) | V (FW 3.7.0, with 6G MUX board) | V (FW 3.7.0) | V (FW 3.7.0, with 6G MUX board) | V (FW 3.7.0) | V (FW 3.7.0, with 6G MUX board) | V (FW 3.7.0) | V (FW 3.6.1) | V (FW 2.0.0) |  | V (FW 1.1.0, with 6G MUX board) |  |  | V (FW 1.7.4, with 6G MUX board) | V (FW 1.7.4) | / | / | V (FW 1.7.0)
3.5 | Western Digital | WD RE (SATA) | WD4000FYYZ-01UL1B0 WD2000FYYZ-01UL1B1 | 4TB 2TB | 7200 | 6Gb/s | 64 | 01.01K01 01.01K02 | WD3000FYYZ (3TB) |  | 2012/11/23 2013/4/24 2013/5/30 2013/9/6 2013/11/27 2014/8/14 | V (FW 3.0.2, with 6G MUX board) | V (FW 3.0.9) | V (FW 3.0.3, with 6G MUX board) | V (FW 3.0.9) | V (FW 1.0.0, with 6G MUX board) | V (FW 1.0.0) V (FW 1.2.0) | V (FW 1.0.0, with 6G MUX board) | V (FW 1.0.0) | V (with 6G MUX board) | V | V (FW 1.1.0) | V (FW 1.4.0) | V (FW 1.0.3) | V (FW 1.0.0, with 6G MUX board) | V (FW 1.1.0) | V (FW 1.2.0) | X | V (FW 1.7.0) | / | / | V (FW 1.7.0) | V (FW 2.2.4, with 6G MUX board) | V (FW 2.2.4, with 6G MUX board) | V (FW 2.2.4, with 6G MUX board) | V (FW 2.2.4, with 6G MUX board) | / | / | V (FW 2.2.4, with 6G MUX board) | V (FW 2.2.4, with 6G MUX board) | / | / | V (FW 1.2.0, with 6G MUX board) | V (FW 1.2.0, with 6G MUX board) | V (FW 1.2.0, with 6G MUX board) | V (FW 1.2.0)
3.5 | Western Digital | WD SE | WD4000F9YZ-09N20L0 WD1002F9YZ-09N20L0 | 4TB 1TB | 7200 | 6Gb/s | 64 128 | 01.01AX1 01.01M02 | WD3000F9YZ (3TB) WD2000F9YZ (2TB) |  | 2013/11/27 2014/8/29 | V (FW 3.5.0) V (FW 3.0.8) (with 6G MUX board) | V (FW 3.5.0) V (FW 3.0.8) | V (FW 3.5.0) V (FW 3.0.8) (with 6G MUX board) | V (FW 3.5.0) V (FW 3.0.8) | V (FW 1.2.0) V (FW 1.0.0) (with 6G MUX board) | V (FW 1.2.0) V (FW 1.0.0) | V (FW 1.2.0) V (FW 1.0.0) (with 6G MUX board) | V (FW 1.2.0) V (FW 1.0.0) | V (with 6G MUX board) | V | V (FW 1.1.2) V (FW 1.1.0) | V (FW 1.4.0) | V (FW 1.3.1) V (FW 1.2.1) |  | X | V (FW 1.2.2) V (FW 1.2.1) | V (FW 1.7.0) V (FW 1.4.4) (with 6G MUX board) | V (FW 1.7.0) V (FW 1.4.4) | / | / | V (FW 1.7.0) | V (FW 2.2.4, with 6G MUX board) | V (FW 2.2.4, with 6G MUX board) | V (FW 2.2.4, with 6G MUX board) | V (FW 2.2.4, with 6G MUX board) | / | / | V (FW 2.2.4, with 6G MUX board) | V (FW 2.2.4, with 6G MUX board) | / | /
3.5 | Western Digital | WD Red Pro | WD6002FFWX-68TZ4N0 WD60001FFWX-68Z39N0 WD4001FFSX-68JNUN0 WD2002FFSX-68PF8N0 | 6TB 6TB 4TB 2TB | 7200 | 6Gb/s | 128 128 64 64 | 83.H0A83 81.00A81 81.00A81 81.00A81 | WD5001FFWX (5TB) WD4002FFWX (4TB) WD3001FFSX (3TB) WD2001FFSX (2TB) | Up to 16 bay NAS | 2016/5/23 2015/12/25 2014/8/28 2015/12/29 | [11 empty] | V (FW 2.1.2) V (FW 2.1.0) V (FW 1.4.0) | V (FW 2.1.2) V (FW 2.1.0) V (FW 1.3.1) | V (FW 2.1.3) V (FW 2.1.1) V (FW 1.0.0) (with 6G MUX board) | V (FW 2.1.2) V (FW 2.1.0) V (FW 1.2.3) | V (FW 2.1.2) V (FW 2.1.0) V (FW 1.4.1)
SATA 2.5" HDD
2.5 | Seagate | Constellation.2 | ST91000640NS | 1TB | 7200 | 6Gb/s | 64 | SN01 | ST9500620NS (500GB) ST9250610NS (250GB) |  | 2011-03-25 | [16 empty] | V (FW 1.1.0, with 6G MUX board) | V (FW 1.1.0) | V (FW 1.1.0, with 6G MUX board) | V (FW 1.1.0) |  | V (FW 2.1.0, with 6G MUX board, Local Expander FW 2.1.0) | V (FW 2.1.0, Local Expander FW 2.1.0) | V (FW 2.1.0, with 6G MUX board, Local Expander FW 2.1.0) | V (FW 2.1.0, Local Expander FW 2.1.0) | V (FW 2.1.0, with 6G MUX board, Local Expander FW 2.1.0) | V (FW 2.1.0, Local Expander FW 2.1.0) | V (FW 1.0.0, with 6G MUX board, Local Expander FW 2.1.0) | V (FW 1.0.0, Local Expander FW 2.1.0) | V (FW 1.0.0, with 6G MUX board, Local Expander FW 2.1.0) | V (FW 1.0.0, Local Expander FW 2.1.0) | / | / | / | / | /
Legacy SATA 3.5" HDD
3.5 | HGST | Ultrastar 7K3000 | HUA723030ALA640 | 3TB | 7200 | 6Gb/s | 64 | 580 | HUA723020ALA640 (2TB) |  | 2012-04-23 | V (FW 1.0.4, with 6G MUX board) | V (FW 1.0.4) | V (FW 1.0.1, with 6G MUX board) | V (FW 1.0.1) | [8 empty] | V (FW 1.0.3) |  |  |  | V (FW 1.3.0, with 6G MUX board) | V (FW 1.3.0) | / | / |  | V (FW 2.2.2, with 6G MUX board, Local Expander FW 2.1.0) | V (FW 2.2.2, Local Expander FW 2.1.0) | V (FW 2.2.2, with 6G MUX board, Local Expander FW 2.1.0) | V (FW 2.2.2, Local Expander FW 2.1.0) | / | / | V (FW 2.2.2, with 6G MUX board, Local Expander FW 2.1.0) | V (FW 2.2.2, Local Expander FW 2.1.0) | / | / | x | x | x | V (FW 1.2.0)
3.5 | Hitachi | Deskstar E7K1000 | HDE721010SLA330 | 1TB | 7200 | 3Gb/s | 32 | ST60A3AA |  |  | 2009-08-20 | [16 empty] | V | V |  |  |  | V | V | V | V |  |  | V | V |  |  | V | V | V | V | V
3.5 | Hitachi | Deskstar P7K500 | HDP725050GLA360 | 500GB | 7200 | 3Gb/s | 16 | K2A0AD1A | [19 empty] | V | V |  |  |  | V | V | V | V |  |  | V | V |  |  | V | V | V | V | V
3.5 | Hitachi | Deskstar T7K500 | HDT725032VLA360 | 320GB | 7200 | 3Gb/s | 16 | [20 empty] | V | V |  |  |  | V | V | V | V |  |  | V | V |  |  | V | V | V | V | V
3.5 | Hitachi | Deskstar E7K500 | HDS725050KLA360 | 500GB | 7200 | 3Gb/s | 16 | [20 empty] | V | V |  |  |  | V | V | V | V |  |  | V | V |  |  | V | V | V | V | V
3.5 | Hitachi | Deskstar 7K250 | HDS722580VLSA80 | 80GB | 7200 | 1.5Gb/s | 8 | [38 empty] | V | V
3.5 | Hitachi | Deskstar 7K80 | HDS728040PLA320 | 40GB | 7200 | 3Gb/s | 2 | [20 empty] | V | V |  |  |  | V | V | V | V |  |  | V | V |  |  | V | V | V | V | V
3.5 | HGST | Deskstar 7K3000 | HDS723030ALA640 | 3TB | 7200 | 6Gb/s | 64 | 390 |  |  | 2011-09-09 | V (FW 1.0.0, with 6G MUX board) | V (FW 1.0.0) | V (FW 1.0.0, with 6G MUX board) | V (FW 1.0.0) | [12 empty] | V (FW 1.1.0, with 6G MUX board) | V (FW 1.1.0) | / | / |  | V (FW 2.1.1, with 6G MUX board, Local Expander FW 2.1.0) | V (FW 2.1.1, with 6G MUX board, Local Expander FW 2.1.0) | V (FW 2.1.1, with 6G MUX board, Local Expander FW 2.1.0) | V (FW 2.1.1, with 6G MUX board, Local Expander FW 2.1.0) | / | / | V (FW 1.0.0, with 6G MUX board, Local Expander FW 2.1.0) | V (FW 1.0.0, with 6G MUX board, Local Expander FW 2.1.0) | / | / | X | X | X | V (FW 1.0.9) | V (FW 1.0.9)
3.5 | HGST | Deskstar 7K3000 | HDS723020BLA642 | 2TB | 7200 | 6Gb/s | 64 | 580 | HDS723015BLA642 (1.5TB) |  | 2011-06-21 | V (FW 1.0.0, with 6G MUX board) | V (FW 1.0.0) | [14 empty] | V (FW 1.1.0, with 6G MUX board) | V (FW 1.1.0) | / | / |  | V (FW 2.1.0, with 6G MUX board, Local Expander FW 2.1.0) | V (FW 2.1.0, Local Expander FW 2.1.0) | V (FW 2.1.0, with 6G MUX board, Local Expander FW 2.1.0) | V (FW 2.1.0, Local Expander FW 2.1.0) | / | / | V (FW 1.0.0, with 6G MUX board, Local Expander FW 2.1.0) | V (FW 1.0.0, Local Expander FW 2.1.0) | / | / | V (FW 1.0.11, Local Expander FW 2.1.0) | V (FW 1.0.11, Local Expander FW 2.1.0) | V (FW 1.0.11, Local Expander FW 2.1.0) | V (FW 1.0.9) | V (FW 1.0.9)
3.5 | HGST | Deskstar 7K2000 | HDS722020ALA330 | 2TB | 7200 | 3Gb/s | 32 | JKAOA3MA |  |  | 2011-02-11 | [16 empty] | V | V | / | / |  | V (FW 2.0.1, with 6G MUX board) | V (FW 2.0.1) | V (FW 2.0.1, with 6G MUX board) | V (FW 2.0.1) | / | / | V (FW 1.0.0, with 6G MUX board) | V (FW 1.0.0) | / | / | V (FW 1.0.9) | V (FW 1.0.9) | V (FW 1.0.9) | V (FW 1.0.9) | V (FW 1.0.9)
3.5 | HGST | Deskstar 7K1000.C | HDS721010CLA332 | 1TB | 7200 | 3Gb/s | 32 | JP4OA3MA |  |  | 2011-02-10 | [16 empty] | V | V | / | / |  | V (FW 2.0.1, with 6G MUX board) | V (FW 2.0.1) | V (FW 2.0.1, with 6G MUX board) | V (FW 2.0.1) | / | / | V (FW 1.0.0, with 6G MUX board) | V (FW 1.0.0) | / | / | V (FW 1.0.9) | V (FW 1.0.9) | V (FW 1.0.9) | V (FW 1.0.9) | V (FW 1.0.9)
3.5 | HGST | Deskstar 5K3000 | HDS5C3020ALA632 | 2TB | CoolSpin | 6Gb/s | 32 | 580 | HDS5C3015ALA632 (1.5TB) |  | 2011-06-21 | V (FW 1.0.0, with 6G MUX board) | V (FW 1.0.0) | [14 empty] | V (FW 1.1.0, with 6G MUX board) | V (FW 1.1.0) | / | / |  | V (FW 2.1.0, with 6G MUX board, Local Expander FW 2.1.0) | V (FW 2.1.0, Local Expander FW 2.1.0) | V (FW 2.1.0, with 6G MUX board, Local Expander FW 2.1.0) | V (FW 2.1.0, Local Expander FW 2.1.0) | / | / | V (FW 1.0.0, with 6G MUX board, Local Expander FW 2.1.0) | V (FW 1.0.0 Local Expander FW 2.1.0) | / | / | V (FW 1.0.11, Local Expander FW 2.1.0) | V (FW 1.0.11, Local Expander FW 2.1.0) | V (FW 1.0.11, Local Expander FW 2.1.0) | V (FW 1.0.9) | V (FW 1.0.9)
3.5 | HGST | Ultrastar A7K2000 | HUA722020ALA330 | 2TB | 7200 | 3Gb/s | 32 | JKAOA20N |  |  | 2009-11-25 | [16 empty] | V | V | / | / |  | V (with 6G MUX board) | V | V (with 6G MUX board) | V | / | / | V (with 6G MUX board) | V | / | / | V (FW 1.0.6) | V (FW 1.0.6) | V (FW 1.0.6) | V (FW 1.0.6) | V
3.5 | HGST | Ultrastar A7K2000 | HUA722010CLA330 | 1TB | 7200 | 3Gb/s | 32 | JP40A3EA | HUA722050CLA330 (500GB) |  | 2011-02-10 | [16 empty] | V | V | / | / |  | V (FW 2.0.1, with 6G MUX board) | V (FW 2.0.1) | V (FW 2.0.1, with 6G MUX board) | V (FW 2.0.1) | / | / | V (FW 1.0.0, with 6G MUX board) | V (FW 1.0.0) | / | / | V (FW 1.0.9) | V (FW 1.0.9) | V (FW 1.0.9) | V (FW 1.0.9) | V (FW 1.0.9)
3.5 | HGST | MegaScale 4000 | HMS5C4040ALE640 | 4TB | 5700 | 6Gb/s | 64 | MPAOA3W0 |  |  | 2013/5/30 2013/6/28 | V (FW 3.0.6, with 6G MUX board) | V (FW 3.0.6) | V (FW 3.0.6, with 6G MUX board) | V (FW 3.0.6) | V (FW 1.0.0, with 6G MUX board) | V (FW 1.0.0) | V (FW 1.0.0, with 6G MUX board) | V (FW 1.0.0) | V (with 6G MUX board) | V |  |  | V (FW 1.1.1) |  | V (FW 1.1.0) | V (FW 1.2.0) | V (FW 1.4.4, with 6G MUX board) | V (FW 1.4.4) | / | / | V (FW 1.7.0) | V (FW 2.2.5, with 6G MUX board) | V (FW 2.2.5, with 6G MUX board) | V (FW 2.2.5, with 6G MUX board) | V (FW 2.2.5, with 6G MUX board) | / | / | V (FW 2.2.5, with 6G MUX board) | V (FW 2.2.5, with 6G MUX board) | / | / |  |  |  | V (FW 1.2.0)
3.5 | Maxtor | DiamondMax Plus 9 | 6Y080M0 | 80GB | 7200 | 1.5Gb/s | 8 | [38 empty] | V | V
3.5 | Maxtor | DiamondMax 11 | 6H500F0 | 500GB | 7200 | 3Gb/s | 16 | [20 empty] | V | V |  |  |  | V | V | V | V |  |  | V | V |  |  | V | V | V | V | V
3.5 | Samsung | SpinPoint P80 | HDSASP0812C | 80GB | 7200 | 1.5Gb/s | 8 | [38 empty] | V | V
3.5 | Seagate | SV35.5 | ST3500410SV | 500GB | 7200 | 3Gb/s | 16 | CV11 |  |  | 2009-09-04 | [16 empty] | V | V |  |  |  | V | V | V | V |  |  | V | V |  |  | V | V | V | V | V
3.5 | Seagate | Barracuda ES.2 | ST31000340NS | 1TB | 7200 | 3Gb/s | 32 | SN06 |  |  | 2009-02-18 | [16 empty] | V | V |  |  |  | V | V | V | V |  |  | V | V |  |  | V | V | V | V | V
3.5 | Seagate | Barracuda ES | ST3750640NS | 750GB | 7200 | 3Gb/s | 16 |  |  |  | 2007-11-07 | [16 empty] | V | V |  |  |  | V | V | V | V |  |  | V | V |  |  | V | V | V | V | V
3.5 | Seagate | Barracuda ES | ST3500630NS | 500GB | 7200 | 3Gb/s | 16 | [20 empty] | V | V |  |  |  | V | V | V | V |  |  | V | V |  |  | V | V | V | V | V
3.5 | Seagate | NL35.2 | ST3500641NS | 500GB | 7200 | 3Gb/s | 16 | [20 empty] | V | V |  |  |  | V | V | V | V |  |  | V | V |  |  | V | V | V | V | V
3.5 | Seagate | NL35.2 | ST3400633NS | 400GB | 7200 | 3Gb/s | 16 | [20 empty] | V | V |  |  |  | V | V | V | V |  |  | V | V |  |  | V | V | V | V | V
3.5 | Seagate | Barracuda 7200.11 | ST31500341AS | 1.5TB | 7200 | 3Gb/s | 32 | SD17 |  |  | 2008-10-09 | [16 empty] | V | V |  |  |  | V | V | V | V |  |  | V | V |  |  | V | V | V | V | V
3.5 | Seagate | Barracuda 7200.11 | ST31000340AS | 1TB | 7200 | 3Gb/s | 32 |  |  |  | 2007-11-21 | [16 empty] | V | V |  |  |  | V | V | V | V |  |  | V | V |  |  | V | V | V | V | V
3.5 | Seagate | Barracuda 7200.11 | ST3500320AS | 500GB | 7200 | 3Gb/s | 32 |  |  |  | 2008-06-19 | [16 empty] | V | V |  |  |  | V | V | V | V |  |  | V | V |  |  | V | V | V | V | V
3.5 | Seagate | Barracuda 7200.9 | ST3500641AS | 500GB | 7200 | 3Gb/s | 16 | [20 empty] | V | V |  |  |  | V | V | V | V |  |  | V | V |  |  | V | V | V | V | V
3.5 | Seagate | Barracuda 7200.8 | ST3400832AS | 400GB | 7200 | 1.5Gb/s | 8 | [38 empty] | V | V
3.5 | Seagate | Barracuda 7200.7 | ST380817AS | 80GB | 7200 | 1.5Gb/s | 8 | [38 empty] | V | V
3.5 | Seagate | Barracuda 7200.7 | ST380013AS | 80GB | 7200 | 1.5Gb/s | 8 | [38 empty] | V | V
3.5 | Seagate | Constellation ES | ST2000NM0011 | 2TB | 7200 | 6Gb/s | 64 | SN02 | ST1000NM0011 (1TB) ST500NM0011 (500GB) |  | 2011/8/26 2011/9/9 | V (FW 1.0.0, with 6G MUX board) | V (FW 1.0.0) | V (FW 1.0.0, with 6G MUX board) | V (FW 1.0.0) | [8 empty] | V (FW 1.0.3) |  |  |  | V (FW 1.1.0, with 6G MUX board) | V (FW 1.1.0) | / | / |  | V (FW 2.1.1, with 6G MUX board, Local Expander FW 2.1.0) | V (FW 2.1.1, Local Expander FW 2.1.0) | V (FW 2.1.1, with 6G MUX board, Local Expander FW 2.1.0) | V (FW 2.1.1, Local Expander FW 2.1.0) | / | / | V (FW 1.0.0, with 6G MUX board, Local Expander FW 2.1.0) | V (FW 1.0.0, Local Expander FW 2.1.0) | / | / | V (FW 1.0.12, Local Expander FW 2.1.0) | V (FW 1.0.12, Local Expander FW 2.1.0) | V (FW 1.0.12, Local Expander FW 2.1.0) | V (FW 1.0.9, Standby needs to set 5 min. or 30 min.) | V (FW 1.0.9, Standby needs to set 5 min. or 30 min.)
3.5 | Seagate | Constellation ES | ST32000644NS | 2TB | 7200 | 3Gb/s | 64 | SN11 |  |  | 2010-10-08 | [16 empty] | V | V | / | / |  | V (FW 2.0.0) | V (FW 2.0.0) | V (FW 2.0.0) | V (FW 2.0.0) | / | / | V | V | / | / | V (FW 1.0.9) | V (FW 1.0.9) | V (FW 1.0.9) | V (FW 1.0.9) | V (FW 1.0.9)
3.5 | Seagate | Constellation ES | ST31000524NS | 1TB | 7200 | 3Gb/s | 32 | SN11 |  |  | 2009-11-13 | [16 empty] | V | V | / | / |  | V | V | V | V | / | / | V | V | / | / | V (FW 1.0.5) | V (FW 1.0.5) | V (FW 1.0.5) | V (FW 1.0.5) | V
3.5 | Toshiba | MG04ACA Series | MG04ACA500E | 5TB | 7200 | 6Gb/s | 128 | FP3B | MG04ACA400E (4TB) MG04ACA300E (3TB) MG04ACA200E (2TB) |  | 2014-10-31 | V (FW 3.4.0, with 6G MUX board) | V (FW 3.4.0) | V (FW 3.4.0, with 6G MUX board) | V (FW 3.4.0) | V (FW 1.3.0 with 6G MUX board) | V (FW 1.3.0) | V (FW 1.3.0 with 6G MUX board) | V (FW 1.3.0) | V (with 6G MUX board) | V | V (FW 1.1.0) | V (FW 1.4.0) | V (FW 1.3.2) | V (FW 1.0.0, with 6G MUX board) | V (FW 1.2.5) | V (FW 1.4.0) | V (FW 1.7.0, with 6G MUX board) | V (FW 1.7.0) | / | / | V (FW 1.7.1)
3.5 | Western Digital | VelcoiRaptor | WD3000HLFS | 300GB | 10000 | 3Gb/s | 16 | 04.04V01 |  |  | 2008-12-19 | [16 empty] | V | V | / | / |  | V | V | V | V | / | / | V | V | / | / | V (FW 1.0.3) | V (FW 1.0.3) | V | V (FW 1.0.3) | V
3.5 | Western Digital | Raptor | WD360GD | 36GB | 10000 | 1.5Gb/s | 8 | [38 empty] | V | V
3.5 | Western Digital | RE3 | WD1002FBYS-01A6B0 | 1TB | 7200 | 3Gb/s | 32 | 03.00C05 |  |  | 2009-11-24 | [16 empty] | V | V | / | / |  | V | V | V | V | / | / | V | V | / | / | V (FW 1.0.6) | V (FW 1.0.6) | V (FW 1.0.6) | V (FW 1.0.6) | V
3.5 | Western Digital | RE2 | WD5000ABYS | 500GB | 7200 | 3Gb/s | 16 |  |  |  | 2007-10-15 | [16 empty] | V | V |  |  |  | V | V | V | V |  |  | V | V |  |  | V | V | V | V | V
3.5 | Western Digital | RE2 | WD4000YS | 400GB | 7200 | 3Gb/s | 16 | [20 empty] | V | V |  |  |  | V | V | V | V |  |  | V | V |  |  | V | V | V | V | V
3.5 | Western Digital | RE2-GP | WD1000FYPS | 1TB | 7200 | 3Gb/s | 16 |  |  |  | 2008-06-19 | [16 empty] | V | V |  |  |  | V | V | V | V |  |  | V | V |  |  | V | V | V | V | V
3.5 | Western Digital | Caviar RE2 | WD4000YR | 400GB | 7200 | 1.5Gb/s | 16 | [38 empty] | V | V
3.5 | Western Digital | Caviar SE | WD1600JD | 160GB | 7200 | 1.5Gb/s | 8 | [38 empty] | V | V
3.5 | Western Digital | Caviar SE | WD800JD | 80GB | 7200 | 3Gb/s | 8 | [20 empty] | V | V |  |  |  | V | V | V | V |  |  | V | V |  |  | V | V | V | V | V
3.5 | Western Digital | Caviar Blue | WD5000AAKS-22TMA0 | 500GB | 7200 | 3Gb/s | 16 |  |  |  | 2007-10-15 | [16 empty] | V | V | / | / |  | V | V | V | V | / | / | V | V | / | / | V | V | V | V | V
3.5 | Western Digital | VelcoiRaptor | WD6000HLHX-01JJPV0 | 600GB | 10000 | 6Gb/s | 32 | 04.05G04 |  | * | 2011-07-12 | [12 empty] | V (FW 1.0.0) |  |  |  | V (FW 1.1.0, with 6G MUX board) | V (FW 1.1.0) | / | / |  | V (FW 2.1.0, with 6G MUX board, Local Expander FW 2.1.0) | V (FW 2.1.0, Local Expander FW 2.1.0) | V (FW 2.1.0, with 6G MUX board, Local Expander FW 2.1.0) | V (FW 2.1.0, Local Expander FW 2.1.0) | / | / | V (FW 1.0.0, with 6G MUX board, Local Expander FW 2.1.0) | V (FW 1.0.0, Local Expander FW 2.1.0) | / | / | V (FW 1.0.11, Local Expander FW 2.1.0) | V (FW 1.0.11, Local Expander FW 2.1.0) | V (FW 1.0.11, Local Expander FW 2.1.0) | V (FW 1.0.9) | V (FW 1.0.9)
3.5 | Western Digital | RE4 | WD2003FYYS-02W0B0 | 2TB | 7200 | 3Gb/s | 64 | 01.01D01 |  |  | 2010-04-23 | [12 empty] | V (FW 1.0.0) |  |  |  | V | V | / | / |  | V (FW 1.0.2, with 6G MUX board) | V (FW 1.0.2) | V (FW 1.0.2, with 6G MUX board) | V (FW 1.0.2) | / | / | V | V | / | / | V (FW 1.0.7) | V (FW 1.0.7) | V (FW 1.0.7) | V (FW 1.0.7) | V
3.5 | Western Digital | RE4 | WD1003FBYX-01Y7B0 | 1TB | 7200 | 3Gb/s | 64 | 01.01V01 |  |  | 2010-06-02 | [12 empty] | V (FW 1.0.0) |  |  |  | V | V | / | / |  | V (FW 1.0.2, with 6G MUX board) | V (FW 1.0.2) | V (FW 1.0.2, with 6G MUX board) | V (FW 1.0.2) | / | / | V | V | / | / | V (FW 1.0.7) | V (FW 1.0.7) | V (FW 1.0.7) | V (FW 1.0.7) | V
3.5 | Western Digital | RE4 | WD5003ABYX-01WERA0 | 500GB | 7200 | 3Gb/s | 64 | 01.01S01 |  |  | 2010-07-09 | [12 empty] | V (FW 1.0.0) |  |  |  | V | V | / | / |  | V (FW 1.0.2, with 6G MUX board) | V (FW 1.0.2) | V (FW 1.0.2, with 6G MUX board) | V (FW 1.0.2) | / | / | V | V | / | / | V (FW 1.0.7) | V (FW 1.0.7) | V (FW 1.0.7) | V (FW 1.0.7) | V
3.5 | Western Digital | WD SE | WD1002F9YZ-09N20L0 | 1TB | 7200 | 6Gb/s | 128 | 01.01M02 |  |  | 2014-08-29 | V (FW 3.5.0, with 6G MUX board) | V (FW 3.5.0) | V (FW 3.5.0, with 6G MUX board) | V (FW 3.5.0) | V (FW 1.2.0, with 6G MUX board) | V (FW 1.2.0) | V (FW 1.2.0, with 6G MUX board) | V (FW 1.2.0) | V (with 6G MUX board) | V | V (FW 1.1.2) | V (FW 1.4.0) | V (FW 1.3.1) |  | V (FW 1.2.5) | V (FW 1.2.2) | V (FW 1.7.0, with 6G MUX board) | V (FW 1.7.0) | / | / | V (FW 1.7.0)
3.5 | Western Digital | WD Red Pro | WD2002FFSX-68PF8N0 | 2TB | 7200 | 6Gb/s | 64 | 81.00A81 |  | Up to 16 bay NAS | 2015-12-29 | [11 empty] | V (FW 2.1.0) | V (FW 2.1.0) | V (FW 2.1.1, with 6G MUX board) | V (FW 2.1.0) | V (FW 2.1.0)
3.5 | Western Digital | WD Red Pro | WD4001FFSX-68JNUN0 | 4TB | 7200 | 6Gb/s | 64 | 81.00A81 | WD3000FFSX (3TB) WD2000FFSX (2TB) |  | 2014/7/22 2014/8/28 | [11 empty] | V (FW 1.4.0) | V (FW 1.3.1) | V (FW 1.0.0, with 6G MUX board) | V (FW 1.2.3) | V (FW 1.4.1) | V (FW 1.7.0, with 6G MUX board) | V (FW 1.7.0) | / | / | V (FW 1.7.0)
Legacy SATA 2.5" HDD
2.5 | Seagate | Constellation | ST9500530NS | 500GB | 7200 | 3Gb/s | 32 | SN02 |  |  | 2009-04-17 | [12 empty] | V (FW 1.0.0) |  |  |  | V | V | V | V |  | V | V | V | V | V | V | V | V | V | V | / | / | / | / | /

## SATA SSD
[12 empty] | XCubeSAN |  | XCubeDAS |  | AegisSAN LX |  |  |  | AegisSAN Q500 | [5 empty] | AegisSAN V100 | TrioNAS LX |  |  | TrioNAS |  | JBOD |  |  |  |  | Legacy AegisSAN | [9 empty] | Legacy |  |  | Legacy
Comment: V: Test with the FW version X: Not recommend /: Not suitable | [11 empty] | XS5212 XS5216 XS5224 | XS5226 | XD5312 XD5316 XD5324 | XD5326 | P400Q-D424 P400Q-D316 P400Q-D212 P600Q-D424 P600Q-D316 P600Q-D212 | P400Q-S424 P400Q-S316 P400Q-S212 P600Q-S424 P600Q-S316 P600Q-S212 | F600Q-D424 F600Q-D316 F600Q-D212 F630Q-D424 F630Q-D316 F630Q-D212 | F600Q-S424 F600Q-S316 F600Q-S212 F630Q-S424 F630Q-S316 F630Q-S212 | Q500-P10-D424 Q500-P10-D316 Q500-P10-D212 Q500-P20-D424 Q500-P20-D316 Q500-P20-D212 | Q500-P10-S424 Q500-P10-S316 Q500-P10-S212 Q500-P20-S424 Q500-P20-S316 Q500-P20-S212 | Q500-F21-D424 Q500-F21-D316 Q500-F21-D212 Q500-F30-D424 Q500-F30-D316 Q500-F30-D212 | Q500-F21-S424 Q500-F21-S316 Q500-F21-S212 Q500-F30-S424 Q500-F30-S316 Q500-F30-S212 | Q500-S20-D424 Q500-S20-D316 Q500-S20-D212 | Q500-S20-S424 Q500-S20-S316 Q500-S20-S212 | V100-P10 V100-P20 V100-F30 | U300-P10 U300-P20 U300-F30 | U400Q-S424 U400Q-S316 U400Q-S212 U600Q-S424 U600Q-S316 U600Q-S212 | U400HA-D424 U400HA-D316 U400HA-D212 U600HA-D424 U600HA-D316 U600HA-D212 | U110 U120 | U210 U220 U221 | J300Q-D424 J300Q-D316 J300Q-D212 | J300Q-C424 J300Q-C316 J300Q-C212 | J300Q-D224 | J300Q-C224 | J100 | F300Q-D424 F300Q-D316 F300Q-D212 P300Q-D424 P300Q-D316 P300Q-D212 | P500Q-S424 P500Q-S316 P500Q-S212 S300Q-S424 S300Q-S316 S300Q-S212 | F300Q-D424 F300Q-D316 F300Q-D212 P300Q-D424 P300Q-D316 P300Q-D212 | P500Q-S424 P500Q-S316 P500Q-S212 S300Q-S424 S300Q-S316 S300Q-S212 | F300Q-D224 P300Q-D224 P500Q-D224 S300Q-D224 | F300Q-S224 P300Q-S224 P500Q-S224 S300Q-S224 | F400Q-D424 F400Q-D316 F400Q-D212 | F400Q-S424 F400Q-S316 F400Q-S212 | F400Q-D224 | F400Q-S224 | F200V40 F200V50 F200V51 F200V60 F200V61 | P210V40 P210V50 P210V51 P210V60 P210V61 | S510V40 S510V50 S510V51 S510V60 S510V61 | P110V04 P160V40 P160V50 P160V51 P160V60 P160V61 | S121V40 S121V50 S121V51 S121V60 S121V61
FF | Vendor | Family | Model | Capa city | RPM | Inter face | Ca che | FW | Family Models | Comment | Date | LFF | SFF | LFF | SFF | LFF | LFF | LFF | LFF | LFF | LFF | LFF | LFF | LFF | LFF | LFF | LFF | LFF | LFF | LFF | LFF | LFF | LFF | SFF | SFF | LFF
SATA 2.5" SSD
2.5 | Crucial | MX200 SSD | ST250MX200SSD1 | 250GB | N/A | 6Gb/s | MLC | MU02 | CT500MX200SSD1 (500GB) CT1000MX200SSD1 (1TB) |  | 2016-03-15 | V (FW 4.0.0, with 6G MUX board) | V (FW 4.0.0, with 6G MUX board) | V (FW 1.0.0, with 6G MUX board) | V (FW 1.0.0, with 6G MUX board) | V (FW 3.7.2, with 6G MUX board) | V (FW 3.7.2) | V (FW 3.7.2, with 6G MUX board) | V (FW 3.7.2) | V (FW 3.7.2, with 6G MUX board) | V (FW 3.7.2) | V (FW 3.7.2, with 6G MUX board) | V (FW 3.7.2) | V (FW 3.7.2, with 6G MUX board) | V (FW 3.7.2) |  |  |  | V (FW 2.1.2, with 6G MUX board) |  |  | V (FW 1.7.4, with 6G MUX board) | V (FW 1.7.4) | V (FW 1.7.4, with 6G MUX board) | V (FW 1.7.4)
2.5 | Intel | DC S3510 Series | SSDSC2BB800G6 | 800GB | N/A | 6Gb/s | MLC | G2010130 | SSDSC2BB016T6 (1.6TB) SSDSC2BB012T6 (1.2TB) SSDSC2BB480G6 (480GB) SSDSC2BB240G6 (240GB) SSDSC2BB120G6 (120GB) SSDSC2BB080G6 (80GB) | The Performance is impacted by 6G MUX board. | 2015-09-21 | V (FW 4.0.0, with 6G MUX board) | V (FW 4.0.0, with 6G MUX board) | V (FW 1.0.0, with 6G MUX board) | V (FW 1.0.0, with 6G MUX board) | V (FW 3.6.2, with 6G MUX board) | V (FW 3.6.2) | V (FW 3.6.2, with 6G MUX board) | V (FW 3.6.2) | V (FW 3.6.1, with 6G MUX board) | V (FW 3.6.1) | V (FW 3.6.1, with 6G MUX board) | V (FW 3.6.1) | V (with 6G MUX board) | V |  | V (FW 2.0.0) |  | V (FW 1.1.0, with 6G MUX board) |  |  | V (FW 1.7.4, with 6G MUX board) | V (FW 1.7.4) | V (FW 1.7.4, with 6G MUX board) | V (FW 1.7.4) | [11 empty] | / | / | / | / | /
2.5 | Intel | DC S3710 Series | SSDSC2BA200G4 | 200GB | N/A | 6Gb/s | MLC | G2010110 | SSDSC2BA012T4 (1.2TB) SSDSC2BA800G4 (800GB) SSDSC2BA400G4 (400GB) | The Performance is impacted by 6G MUX board. | 2015-09-21 | V (FW 4.0.0, with 6G MUX board) | V (FW 4.0.0, with 6G MUX board) | V (FW 1.0.0, with 6G MUX board) | V (FW 1.0.0, with 6G MUX board) | V (FW 3.6.2, with 6G MUX board) | V (FW 3.6.2) | V (FW 3.6.2, with 6G MUX board) | V (FW 3.6.2) | V (FW 3.6.1, with 6G MUX board) | V (FW 3.6.1) | V (FW 3.6.1, with 6G MUX board) | V (FW 3.6.1) | V (with 6G MUX board) | V |  | V (FW 2.0.0) |  | V (FW 1.1.0, with 6G MUX board) |  |  | V (FW 1.7.4, with 6G MUX board) | V (FW 1.7.4) | V (FW 1.7.4, with 6G MUX board) | V (FW 1.7.4) | [11 empty] | / | / | / | / | /
2.5 | Intel | DC S3500 Series | SSDSC2BB120G4 | 120GB | N/A | 6Gb/s | MLC | D2010310 | SSDSC2BB240G4 (240GB) SSDSC2BB480G4 (480GB) SSDSC2BB800G4 (800GB) |  | 2013/7/26 2013/10/9 |  |  |  |  | V (FW 3.0.6, with 6G MUX board) | V (FW 3.0.6) | V (FW 3.0.6, with 6G MUX board) | V (FW 3.0.6) | V (FW 1.0.0, with 6G MUX board) | V (FW 1.0.0) | V (FW 1.0.0, with 6G MUX board) | V (FW 1.0.0) | V (with 6G MUX board) | V | V (FW 1.1.0) | V (FW 1.4.0) | V (FW 1.2.0) |  | V (FW 1.2.0) | V (FW 1.2.1) | V (FW 1.4.4, with 6G MUX board) | V (FW 1.4.4) | V (FW 1.4.4, with 6G MUX board) | V (FW 1.4.4) | V (FW 1.7.0) | V (FW 2.2.5, with 6G MUX board) | V (FW 2.2.5) | V (FW 2.2.5, with 6G MUX board) | V (FW 2.2.5) | V (FW 2.2.5, with 6G MUX board) | V (FW 2.2.5) | V (FW 2.2.5, with 6G MUX board) | V (FW 2.2.5) | V (FW 2.2.5, with 6G MUX board) | V (FW 2.2.5) | / | / | / | / | /
2.5 | Micron | M510DC | MTFDDAK960MBP-1AN1ZAB | 960GB | N/A | 6Gb/s | MLC | 0005 | MTFDDAK800MBP-1AN1ZAB (800GB) MTFDDAK480MBP-1AN1ZAB (480GB) MTFDDAK240MBP-1AN1ZAB (240GB) MTFDDAK120MBP-1AN1ZAB (120GB) |  | 2015-12-10 | V (FW 4.0.0, with 6G MUX board) | V (FW 4.0.0, with 6G MUX board) | V (FW 1.0.0, with 6G MUX board) | V (FW 1.0.0, with 6G MUX board) | V (FW 3.7.1, with 6G MUX board) | V (FW 3.7.1) | V (FW 3.7.1, with 6G MUX board) | V (FW 3.7.1) | V (FW 3.7.1, with 6G MUX board) | V (FW 3.7.1) | V (FW 3.7.1, with 6G MUX board) | V (FW 3.7.1) | V (FW 3.7.1, with 6G MUX board) | V (FW 3.7.1) |  | V (FW 2.1.0) |  | V (FW 2.1.1, with 6G MUX board) |  |  | V (FW 1.7.4, with 6G MUX board) | V (FW 1.7.4) | V (FW 1.7.4, with 6G MUX board) | V (FW 1.7.4) | [11 empty] | / | / | / | / | /
2.5 | Micron | M600 | MTFDDAK1T0MBF-1AN1Z | 1TB | N/A | 6Gb/s | MLC | MU03 | MTFDDAK512MBF-1AN1Z (512GB) MTFDDAK256MBF-1AN1Z (256GB) MTFDDAK128MBF-1AN1Z (128GB) | Client SSD Storage | 2016-01-04 |  |  |  |  | V (FW 3.7.1, with 6G MUX board) | V (FW 3.7.1) | V (FW 3.7.1, with 6G MUX board) | V (FW 3.7.1) | V (FW 3.7.1, with 6G MUX board) | V (FW 3.7.1) | V (FW 3.7.1, with 6G MUX board) | V (FW 3.7.1) | V (FW 3.7.1, with 6G MUX board) | V (FW 3.7.1) |  | V (FW 2.1.0) |  | V (FW 2.1.1, with 6G MUX board) |  |  | V (FW 1.7.4, with 6G MUX board) | V (FW 1.7.4) | V (FW 1.7.4, with 6G MUX board) | V (FW 1.7.4) | [11 empty] | / | / | / | / | /
2.5 | Micron | M500DC | MTFDDAK800MBB-1AE1 | 800GB | N/A | 6Gb/s | MLC | 0129 | MTFDDAK480MBB-1AE1 (480GB) MTFDDAK240MBB-1AE1 (240GB) MTFDDAK120MBB-1AE1 (120GB) |  | 2015-02-03 |  |  |  |  | V (FW 3.4.0, with 6G MUX board) | V (FW 3.4.0) | V (FW 3.4.0, with 6G MUX board) | V (FW 3.4.0) | V (FW 1.4.1 with 6G MUX board) | V (FW 1.4.1) | V (FW 1.4.1 with 6G MUX board) | V (FW 1.4.1) | V (with 6G MUX board) | V |  | V (FW 1.4.0) | V (FW 1.4.0) |  |  |  | V (FW 1.7.2, with 6G MUX board) | V (FW 1.7.2) | V (FW 1.7.2, with 6G MUX board) | V (FW 1.7.2) | [11 empty] | / | / | / | / | /
2.5 | SanDisk | CloudSpeed Eco | SDLFNCAR-960G-1HA1 | 960GB | N/A | 6Gb/s | MLC | ZZ22RC93 | SDLFNCAR-240G-1HA1 (240GB) SDLFNCAR-480G-1HA1 (480GB) |  | 2015-10-02 |  |  |  |  | V (FW 3.6.2, with 6G MUX board) | V (FW 3.6.2) | V (FW 3.6.2, with 6G MUX board) | V (FW 3.6.2) | V (FW 3.6.1, with 6G MUX board) | V (FW 3.6.1) | V (FW 3.6.1, with 6G MUX board) | V (FW 3.6.1) | V (with 6G MUX board) | V |  | V (FW 2.0.0) |  | V (FW 1.1.0, with 6G MUX board) |  |  | V (FW 1.7.4, with 6G MUX board) | V (FW 1.7.4) | V (FW 1.7.4, with 6G MUX board) | V (FW 1.7.4)
2.5 | SanDisk | CloudSpeed Ultra | SDLFOCAM-800G-1HA1 | 800GB | N/A | 6Gb/s | MLC | ZZ1WRE92 | SDLFOCAM-100G-1HA1 (100GB) SDLFOCAM-200G-1HA1 (200GB) SDLFOCAM-400G-1HA1 (400GB) |  | 2014-11-28 |  |  |  |  | V (FW 3.4.0, with 6G MUX board) | V (FW 3.4.0) | V (FW 3.4.0, with 6G MUX board) | V (FW 3.4.0) | V (FW 1.3.0 with 6G MUX board) | V (FW 1.3.0) | V (FW 1.3.0 with 6G MUX board) | V (FW 1.3.0) | V (with 6G MUX board) | V |  | V (FW 1.4.0) | V (FW 1.3.2) |  |  |  | V (FW 1.7.0, with 6G MUX board) | V (FW 1.7.0) | V (FW 1.7.0, with 6G MUX board) | V (FW 1.7.0)
2.5 | Samsung | SSD SM863 | MZ-7KM120HAFD-00005 | 120GB | N/A | 6Gb/s | MLC | GXM1003Q | MZ-7KM240Z (240GB) MZ-7KM480Z (480GB) MZ-7KM960Z(960GB) MZ-7KM1T9Z(1920GB) | Some S.M.A.R.T. values cannot be detected. | 2016-03-15 | V (FW 4.0.0, with 6G MUX board) | V (FW 4.0.0, with 6G MUX board) | V (FW 1.0.0, with 6G MUX board) | V (FW 1.0.0, with 6G MUX board) | V (FW 3.7.2, with 6G MUX board) | V (FW 3.7.2) | V (FW 3.7.2, with 6G MUX board) | V (FW 3.7.2) | V (FW 3.7.2, with 6G MUX board) | V (FW 3.7.2) | V (FW 3.7.2, with 6G MUX board) | V (FW 3.7.2) | V (FW 3.7.2, with 6G MUX board) | V (FW 3.7.2) |  |  |  | V (FW 2.1.2, with 6G MUX board) |  |  | V (FW 1.7.4, with 6G MUX board) | V (FW 1.7.4) | V (FW 1.7.4, with 6G MUX board) | V (FW 1.7.4)
2.5 | Samsung | SSD 845DC PRO | MZ-7WD800 | 800GB | N/A | 6Gb/s | MLC | DXV8AX30 | MZ-7WD400 (400GB) | Some S.M.A.R.T. values cannot be detected. The Performance is impacted by 6G MUX board. | 2015-09-11 |  |  |  |  | V (FW 3.6.2, with 6G MUX board) | V (FW 3.6.2) | V (FW 3.6.2, with 6G MUX board) | V (FW 3.6.2) | V (FW 3.6.1, with 6G MUX board) | V (FW 3.6.1) | V (FW 3.6.1, with 6G MUX board) | V (FW 3.6.1) | V (with 6G MUX board) | V |  | V (FW 2.0.0) |  | V (FW 1.1.0, with 6G MUX board) |  |  | V (FW 1.7.4, with 6G MUX board) | V (FW 1.7.4) | V (FW 1.7.4, with 6G MUX board) | V (FW 1.7.4)
Legacy SATA 2.5" SSD
2.5 | Intel | X25-M | SSDSA2M080G2GC | 80GB | N/A | 3Gb/s | MLC | 02HD |  |  | 2010-10-08 | [20 empty] | V | V | V | V |  | V (FW 1.0.2) | V (FW 1.0.2) | V (FW 1.0.2) | V (FW 1.0.2) | V (FW 1.0.2) | V (FW 1.0.2) | V | V | V | V | / | / | / | / | /
2.5 | Intel | 710 Series | SSDSA2BZ100G3 | 100GB | N/A | 3Gb/s | MLC | 6PB10362 | SSDSA2BZ200G3 (200GB) SSDSA2BZ300G3 (300GB) | It's very tight with Q224 HDD tray | 2012/2/13 2012/4/23 2013/3/29 |  |  |  |  | V (FW 1.0.4, with 6G MUX board) | V (FW 1.0.4) | V (FW 1.0.1, with 6G MUX board) | V (FW 1.0.1) | [8 empty] | V (FW 1.0.3) |  |  |  | V (FW 1.3.0, with 6G MUX board) | V (FW 1.3.0) | V (FW 1.3.0, with 6G MUX board, It's very tight with HDD tray) | V (FW 1.3.0, It's very tight with HDD tray) |  | V (FW 2.2.1, with 6G MUX board) | V (FW 2.2.1) | V (FW 2.2.1, with 6G MUX board) | V (FW 2.2.1) | V (FW 2.2.1, with 6G MUX board, It's very tight with HDD tray) | V (FW 2.2.1, It's very tight with HDD tray) | V (FW 2.2.1, with 6G MUX board) | V (FW 2.2.1) | V (FW 2.2.1, with 6G MUX board, It's very tight with HDD tray) | V (FW 2.2.1, It's very tight with HDD tray) | / | / | / | / | /
2.5 | Micron | RealSSD P400e | MTFDDAK200MAR-1K1AA | 200GB | N/A | 6Gb/s | MLC | 0142 | MTFDDAK050MAR-1J1AA (50GB) MTFDDAK100MAR-1J1AA (100GB) MTFDDAK400MAR-1K1AA (400GB) | Qualified by Authorized partner for limited models | 2012-11-27 |  |  |  |  | V (FW 1.0., with 6G MUX board7) | V (FW 1.0.7) | [29 empty] | / | / | / | / | /
2.5 | Micron | P400m | MTFDDAK100MAN-1S1AA | 100GB | N/A | 6Gb/s | MLC | 0200 | MTFDDAK200MAN-1S1AA (200GB) MTFDDAK400MAN-1S1AA (400GB) | Qualified by Authorized partner for limited models | 2013-01-23 |  |  |  |  | V (FW 1.0.7, with 6G MUX board) | V (FW 1.0.7) | [29 empty] | / | / | / | / | /
2.5 | OCZ | Deneva 2 C Series | D2CSTK251M20-0240 | 240GB | N/A | 6Gb/s | MLC | 2.22 | D2CSTK251M20-0060 (60GB) D2CSTK251M20-0120 (120GB) D2CSTK251M20-0480 (480GB) |  | 2013-05-24 |  |  |  |  | V (FW 3.0.4, with 6G MUX board) | V (FW 3.0.4) | V (FW 3.0.5, with 6G MUX board) | V (FW 3.0.5) | [8 empty] | V (FW 1.1.1) |  | V (FW 1.1.0) | V (FW 1.2.0) | V (FW 1.4.3, with 6G MUX board) | V (FW 1.4.3) | V (FW 1.4.3, with 6G MUX board) | V (FW 1.4.3) |  | V (FW 2.2.5, with 6G MUX board) | V (FW 2.2.5) | V (FW 2.2.5, with 6G MUX board) | V (FW 2.2.5) | V (FW 2.2.5, with 6G MUX board) | V (FW 2.2.5) | V (FW 2.2.5, with 6G MUX board) | V (FW 2.2.5) | V (FW 2.2.5, with 6G MUX board) | V (FW 2.2.5) | / | / | / | / | /

## HBA
[10 empty] | XCubeSAN | XCubeDAS | iSCSI | [6 empty] | Fibre Channel |  |  |  |  | SAS | Unified Storage |  |  |  |  | JBOD |  | Legacy iSCSI |  | Legacy Fibre Channel |  |  | Legacy SAS |  | Legacy JBOD | Legacy SCSI
Comment: V: Test with the FW version X: Not recommend | [9 empty] | XS5212 XS5216 XS5224 XS5226 | XD5312 XD5316 XD5324 XD5326 | AegisSAN LX P400Q | AegisSAN LX P600Q | AegisSAN Q500-P10 | AegisSAN Q500-P20 | AegisSAN Q500-P21 | AegisSAN V100-P10 | AegisSAN V100-P20 | AegisSAN LX F600Q | AegisSAN LX F630Q | AegisSAN Q500-F21 | AegisSAN Q500-F30 | AegisSAN V100-F30 | AegisSAN Q500-S20 | TrioNAS U220 U221 | TrioNAS LX U300-P20 | TrioNAS LX U300-F30 | TrioNAS LX U600Q | TrioNAS LX U600HA | J300Q | J100 | P110V-Series P160V-Series P210V-Series P300Q-Series | P500Q-Series | F200V-Series | F300Q-Series | F400Q-Series | S300Q-Series | S510V-Series | J200V-Series | S121V-Series
Vendor | Model | Bus Type | I/O | Port | BIOS | FW | Family Models | Comment | Date
10GbE HBA
ATTO | FastFrame NS12 | PCIe 2.0 x8 | SFP+ | 2 |  |  | FastFrame NS14 (4 Ports) FastFrame NS11 (1 Port) |  | 2011-05-06 | V (FW 4.0.0) | [22 empty] | V (FW 2.0.1p2)
Emulex | OCe10102-IX-D | PCIe 2.0 x8 | SFP+ | 2 | 2.103.397.13 |  |  |  | 2011-08-19 | V (FW 4.0.0) | [15 empty] | V (FW 1.4.0) | [6 empty] | V (FW 2.1.1)
Intel | X710 | PCIe 3.0 x8 | SFP+ | 2 | 5.02 | 5.02 | X710-DA4 (4 Ports) X710-DA2 (2 Ports) |  | 2016-05-03 | V (FW 4.0.0)
Intel | X520-SR2 | PCIe 2.0 x8 | SFP+ | 2 |  |  |  |  | 2013-06-28 | V (FW 4.0.0) |  |  | V (FW 3.0.6) |  | V (FW 1.0.0) |  |  | V (FW 1.1.0)
Intel | X540-T2 | PCIe 2.1 x8 | Copper | 2 |  |  |  |  | 2013-06-28 | V (FW 4.0.0) |  |  | V (FW 3.0.6) |  |  | V (FW 1.0.0)
1GbE HBA
Broadcom | NetXtreme II 5709 | PCIe x4 | Gigabit | 2 |  |  |  | iSCSI offload |  | V (FW 4.0.0) |  | V | V | V (FW 1.0.0) | V (FW 1.0.0) | V (FW 1.0.0) | [15 empty] | V |  |  |  | V
HP | NC380T | PCIe | Gigabit | 2 | 1.9.6 | N/A |  | iSCSI offload |  | V (FW 4.0.0) |  | V | V | [18 empty] | V |  |  |  | V
HP | NC360T | PCIe | Gigabit | 2 | [5 empty] | V (FW 4.0.0) |  | V | V | [18 empty] | V |  |  |  | V
QLogic | QLE4062C | PCIe | Gigabit | 2 | 1.15 | 3.0.1.53 | QLE4060C (1 Port) | iSCSI offload |  | V (FW 4.0.0) |  | V | V | [18 empty] | V |  |  |  | V
16Gb FC HBA
ATTO | Celerity FC-162E | PCIe 3.0 x8 | 16Gb/s | 2 | 1.02 | 1.1.43.18 | Celerity FC-164E (4 Ports) Celerity FC-161E (1 Port) |  | 2014/8/14 2014/11/24 | V (FW 4.0.0) | [9 empty] | V (FW 3.4.0) |  | V (FW 1.2.0) | V (FW 1.1.1) |  |  |  | V (FW 1.4.1)
Avago (Emulex) | LightPulse LPe16002B | PCIe 3.0 x8 | 16Gb/s | 2 | 6.01a3 | 1.1.21.8 | LPe16000B (1 Port) LPe16004 (4 Ports) | Point-to-Point mode only | 2014/8/14 2014/11/24 | V (FW 4.0.0) | [9 empty] | V (FW 3.4.0, P-to-P mode only) |  | V (FW 1.2.0, P-to-P mode only) | V (FW 1.1.1, P-to-P mode only)
QLogic (Brocade) | BR-1860 | PCIe 2.0 x8 | 16Gb/s | 2 |  | 3.2.3.0 |  |  | 2013-12-31 | V (FW 4.0.0) | [9 empty] | V (FW 3.2.0) |  | V (FW 1.0.0) |  |  |  |  | V (FW 1.4.1)
QLogic | QLE2672 | PCIe 3.0 x4 PCIe 2.0 x8 | 16Gb/s | 2 |  | 8.05.00.03.55.6-k | QLE2570 (1 Port) |  | 2013/8/26 2013/10/2 | V (FW 4.0.0) | [9 empty] | V (FW 3.2.0) |  | V (FW 1.0.0) | V (FW 1.1.1) |  |  |  | V (FW 1.4.1)
8Gb FC HBA
ATTO | Celerity FC-84EN | PCIe 2.0 x8 | 8Gb/s | 4 | 3.24 | 2010,07,30 | FC-81EN (1 Port) FC-82EN (2 Ports) |  | 2011/11/23 2013/10/2 | [9 empty] | V (FW 1.0.0) |  | V (FW 1.0.0)
Avago (Emulex) | LightPulse LPe12004 | PCIe 2.0 x8 | 8Gb/s | 4 | 5.12a2 | 2.00a4 | LPe12000 (1 Port) LPe12002 (2 Ports) | Point-to-Point mode only | 2011/11/23 2013/10/2 2014/8/14 | [9 empty] | V (FW 1.0.0, P-to-P mode only) |  | V (FW 1.0.0, P-to-P mode only)
QLogic / Brocade | BR-825 | PCIe 2.0 x8 | 8Gb/s | 2 |  | 3.2.4.0 | BR-815 (1 Port) | Loop mode only | 2014-08-14 | [9 empty] | V (FW 3.2.2, Loop mode only)
QLogic | QLE2564 | PCIe 2.0 x8 | 8Gb/s | 4 | 2.37 | 5.04.01 | QLE2560 (1 Port) QLE2562 (2 Ports) |  | 2011/11/23 2013/10/2 | [9 empty] | V (FW 1.0.0) |  | V (FW 1.0.0)
12Gb SAS HBA
ATTO | ExpressSAS H12F0 | PCIe 3.0 x8 | 12Gb/s | 4 |  | 2016_01_05 | ExpressSAS H1280 (2 Ports) |  | 2016-05-03 |  | V (FW 1.0.0)
Avago (LSI) | SAS 9302-16e | PCIe 3.0 x16 | 12Gb/s | 4 | P12 | P12 |  |  | 2016-05-03 |  | V (FW 1.0.0)
Avago (LSI) | SAS 9300-16e | PCIe 3.0 x8 | 12Gb/s | 4 | P12 | P12 | SAS 9300-8e (2 Ports) |  | 2016-05-03 |  | V (FW 1.0.0)
12Gb SAS RAID Controller Card
Avago (LSI) | MegaRAID SAS 9380-8e | PCIe 3.0 x8 | 12Gb/s | 2 |  | 24.15.0-0016 |  |  | 2015-08-21 |  | V (FW 1.0.0) | [12 empty] | V (FW 3.7.0) | [5 empty] | V (FW 1.7.4) | [6 empty] | V
6Gb SAS HBA
ATTO | ExpressSAS H6F0 | PCIe 2.0 x8 | 6Gb/s | 4 |  | 2016_01_05 | ExpressSAS H680 (2 Ports) |  | 2016-05-03 |  | V (FW 1.0.0)
Avago (LSI) | LSI SAS 9207-8e | PCIe 3.0 x8 | 6Gb/s | 2 | P20 | P20 |  |  | 2015-08-21 |  | V (FW 1.0.0) | [12 empty] | V (FW 3.7.0) | [5 empty] | V (FW 1.7.4) | [6 empty] | V
Avago (LSI) | LSI SAS 9200-8e | PCIe 2.0 x8 | 6Gb/s | 2 | P20 | P20 |  |  | 2010-06-03 |  | V (FW 1.0.0) | [12 empty] | V (FW 3.7.0) | [5 empty] | V | [6 empty] | V
6Gb SAS RAID Controller Card
ATTO | ExpressSAS F680 | PCIe 2.0 x8 | 6Gb/s | 2 |  | 2016_03_16 |  |  | 2016-05-03 |  | V (FW 1.0.0)
Avago (LSI) | MegaRAID SAS 9286-8e | PCIe 3.0 x8 | 6Gb/s | 2 |  | 23.34.0-0005 |  |  | 2016-05-03 |  | V (FW 1.0.0) | [12 empty] | V (FW 3.7.0) | [5 empty] | V (FW 1.7.4) | [6 empty] | V
Legacy GbE HBA
Chelsio | S310E-CR-C | PCIe x8 | SFP+ | 1 |  |  |  | iSCSI offload | 40311 | [23 empty] | V
Intel | E10G42AFDA | PCIe x8 | SFP+ | 2 |  |  |  |  | 2009-11-26 |  |  |  | V |  | V (FW 1.0.0) | [17 empty] | V
Intel | E10G42BFSR | PCIe x8 | SFP+ | 2 |  |  |  |  | 2009-11-26 |  |  |  | V |  | V (FW 1.0.0) | [17 empty] | V
Intel | EXPX9502CX4 | PCIe x8 | CX4 | 2 |  |  |  |  | 2010-05-13 | [23 empty] | V
HP | NC7170 | PCI-X | Gigabit | 2 | [7 empty] | V | V | [18 empty] | V |  |  |  | V
IBM | NetXtreme 1000 T | PCI-X | Gigabit | 2 | [7 empty] | V | V | [18 empty] | V |  |  |  | V
Intel | PWLA8492MT | PCI-X | Gigabit | 2 | [7 empty] | V | V | V (FW 1.0.0) | V (FW 1.0.0) | V (FW 1.0.0) | V (FW 1.1.0) | [14 empty] | V |  |  |  | V
QLogic | QLA4052C | PCI-X | Gigabit | 2 | 1.15 | 3.0.1.53 | QLA4050C (1 Port) | iSCSI offload |  |  |  | V | V | [18 empty] | V |  |  |  | V
Legacy 4Gb FC HBA
ATTO | Celerity FC-42ES | PCIe x4 | 4Gb/s | 2 |  | 2007,11,13 | Celerity FC-44ES (4 Ports) Celerity FC-41ES (1 Port) |  | 2008-09-19 | [24 empty] | V
Brocade | 410 | PCIe x4 | 4Gb/s | 1 | 2.02.06 | 1.03.20 |  |  | 2008-05-13 | [24 empty] | V | V | V
LSI | LSI7204EP-LC | PCIe x4 | 4Gb/s | 2 | 2.02.06 | 1.03.27 | LSI7104EP-LC (1 Port) |  | 2010-03-31 | [24 empty] | V | V | V
LSI | LSI7204XP-LC | PCI-X 1.0 | 4Gb/s | 2 | 2.02.06 | 1.03.27 | [27 empty] | V | V | V
QLogic | QLE2462 | PCIe x4 | 4Gb/s | 2 | 2.1 | 4.06.02 | QLE2460 (1 Port) QLE2464 (4 Ports) | [26 empty] | V | V | V
QLogic | QLA2462 | PCI-X 2.0 | 4Gb/s | 2 | 2.1 | 4.06.02 | QLA2460 (1 Port) | [26 empty] | V | V | V
Legacy SAS HBA
LSI | LSI SAS 9205-8e | PCIe 2.0 x8 | 6Gb/s | 2 | 7.17.03.00 | 9.00.00.00 |  |  | 2012-01-13 | [27 empty] | V (FW 2.2.0)
LSI | LSI SAS 3801E | PCIe x8 | 3Gb/s | 2 | 6.28.00.00 | 1.29.00.00 | [23 empty] | V | [6 empty] | V | V | V
LSI | LSI SAS 3800X | PCI-X | 3Gb/s | 2 | 6.28.00.00 | 1.29.00.00 | [23 empty] | V | [6 empty] | V | V | V
Legacy SAS RAID Controller Card
Adaptec | ASR-5085 | PCIe x8 | 3Gb/s | 2 | 5.2.0 Build 17899 | 5.2.0 Build 17899 |  |  | 2011-07-19 | [20 empty] | V (FW 1.1.0)
LSI | MegaRAID SAS 8880EM2 | PCIe x8 | 3Gb/s | 2 |  | 11.0.1-0042 |  |  | 2011-08-26 | [20 empty] | X (Host reboot problem) | [8 empty] | V (FW 2.1.0)
Legacy SCSI HBA
Adaptec | 39320A-R | PCI-X | Ultra320 | 2 | 4.30.0 | [34 empty] | V
Adaptec | 29320A-R | PCI-X | Ultra320 | 1 | 4.30.0 | [34 empty] | V
Adaptec | 29320ALP-R | PCI-X | Ultra320 | 1 | 4.30.0 | [34 empty] | V
ATTO | ExpressPCI UL4D | PCI-X | Ultra320 | 2 | 2.25 | [34 empty] | V
LSI | LSI22320-R | PCI-X | Ultra320 | 2 | 5.07.03 | 1.03.34 | [33 empty] | V
LSI | LSI22320SE | PCIe | Ultra320 | 2 | 5.07.03 | 1.03.34 |  |  | 2009-01-20 | [30 empty] | V

## Switch
[6 empty] | XCubeSAN | XCubeDAS | iSCSI | [6 empty] | Fibre Channel | [6 empty] | Unified Storage | [8 empty] | Legacy iSCSI |  | Legacy Fibre Channel
Comment: V: Test with the FW version X: Not recommend | [5 empty] | XS5212 XS5216 XS5224 XS5226 | XD5312 XD5316 XD5324 XD5326 | AegisSAN LX P400Q | AegisSAN LX P600Q | AegisSAN Q500-P10 | AegisSAN Q500-P20 | AegisSAN Q500-P21 | AegisSAN V100-P10 | AegisSAN V100-P20 | AegisSAN LX F600Q-Series | AegisSAN LX F630Q-Series | AegisSAN Q500-F21 | AegisSAN Q500-F30 | AegisSAN V100-F30 | Q500-F20 Q500-F21 | Q500-F30 | TrioNAS U110 U120 U210 | TrioNAS U220 U221 | TrioNAS U300-P10 | TrioNAS U300-P20 | TrioNAS U300-F30 | TrioNAS LX U400Q | TrioNAS LX U400HA | TrioNAS LX U600Q | TrioNAS LX U600HA | P110V-Series P160V-Series P210V-Series P300Q-Series | P500Q-Series | F200V-Series | F300Q-Series | F400Q-Series
Vendor | Model | Type | Family Models | Comment | Date
10GbE Switch
Allied Telesis | AT-DC2552XS | 10GbE SFP+ x 48 ports and QSFP+ x 4 ports |  |  | 2013/10/21 2013/11/21 |  |  |  | V (FW 3.0.8) |  | V (FW 1.0.0) | [11 empty] | V (FW 1.2.1) | [5 empty] | V (FW 1.2.1) |  |  | V (FW 2.2.5)
BLADE | RackSwitch G8124 | 10GbE SFP+ x 24 ports |  |  | 2010-05-06 | [26 empty] | V
Cisco | Nexus 5010 | 10GbE SFP+ x 20 ports |  |  | 2012-09-28 |  |  |  | V (FW 3.0.2) |  | V (FW 1.0.0) | [17 empty] | V (FW 1.0.2) |  |  | V (FW 2.2.4)
Dell | PowerConnect 8024F | 10GbE SFP+ x 24 ports |  |  | 2010-03-31 |  |  |  | V |  | V (FW 1.0.0) |  |  | V (FW 1.1.0) | [10 empty] | V (FW 1.4.0) |  |  |  | V | V (FW 1.0.0) |  | V
Dell | PowerConnect 8024 | 10GBASE-T x 24 ports |  |  | 2014-04-03 |  |  |  | V |  |  | V (FW 1.1.1) | [16 empty] | V |  |  | V
HP | ProCurve 2910al-24G | 10GbE CX4 (with J9149A) x 4 ports + GbE x 24 ports |  |  | 2010-04-13 | [26 empty] | V
HP | ProCurve E5406zl | ProCurve Switch E5406zl Intelligent Edge (J8697A) + 8-port 10GbE SFP+ v2 zl Module (J9538A) |  |  | 2012-10-05 |  |  |  | V (FW 3.0.2) | [15 empty] | V (FW 1.4.0)
GbE Switch
Dell | PowerConnect 2848 | GbE x 48 ports | PowerConnect 2824 (24 Ports) PowerConnect 2816 (16 Ports) PowerConnect 2808 (8 Ports) |  | 2012-05-25 |  |  | V | V | V (FW 1.0.0) | V (FW 1.0.0) | V (FW 1.1.1) | V (FW 1.1.0) | [8 empty] | V |  | V (FW 1.4.0) |  |  | V | V | V | V | V |  |  |  | V
HP | ProCurve 1800-24G | GbE x 24 ports | [5 empty] | V | V | V (FW 1.0.0) | V (FW 1.0.0) | V (FW 1.1.1) | [9 empty] | V |  |  |  |  | V | V | V | V | V |  |  |  | V
Netgear | GS724T | GbE x 24 ports |  |  | 2010-02-12 |  |  | V | V | [12 empty] | V |  |  |  |  | V | V | V | V | V |  |  |  | V
ZxXEL | GS2200 | GbE x 24 ports |  |  | 2010-02-24 |  |  | V | V | [12 empty] | V |  |  |  |  | V | V | V | V | V |  |  |  | V
16G FC Switch
Brocade | 6505 | 16Gb/s x 24 ports |  |  | 2013/8/26 2013/10/2 | [10 empty] | V (FW 3.2.0) |  | V (FW 1.0.0) | V (FW 1.1.1) | V (FW 1.0.0) | V (FW 1.0.0) |  |  |  |  | V (FW 1.4.1)
HP | SN3000B | 16Gb/s x 24 ports |  |  | 2016-05-23 | V (FW 1.0.0, with HQ-16F4S2)
8G FC Switch
Brocade | BR-340 | 8Gb/s x 16 ports |  |  | 2012-03-01 | [9 empty] | V |  | V (FW 1.0.0)
QLogic | SB5800 | 8Gb/s x 8 ports |  |  | 2012-03-01 | [9 empty] | V |  | V (FW 1.0.0)
4G FC Switch
Brocade | BR-200E | 4Gb/s x 8 ports | [30 empty] | V | V | V
Legacy GbE Switch
Dell | PowerConnect 5324 | GbE x 24 ports | [5 empty] | V | V | [12 empty] | V |  |  |  |  | V | V | V | V | V |  |  |  | V
Dell | PowerConnect 2724 | GbE x 24 ports | [5 empty] | V | V | [12 empty] | V |  |  |  |  | V | V | V | V | V |  |  |  | V

## GBIC & AOC
[6 empty] | XCubeSAN | XCubeDAS | iSCSI |  |  | Fibre Channel | [6 empty] | Unified Storage |  |  |  |  | Legacy iSCSI |  | Legacy Fibre Channel
Comment: V: Test with the FW version X: Not recommend | [5 empty] | XS5212 XS5216 XS5224 XS5226 | XD5312 XD5316 XD5324 XD5326 | AegisSAN LX P600Q | AegisSAN Q500-P20 | AegisSAN V100-P20 | AegisSAN LX F600Q | AegisSAN LX F630Q | AegisSAN Q500-F21 | AegisSAN Q500-F30 | AegisSAN V100-F30 | Q500-F20 Q500-F21 | Q500-F30 | TrioNAS U220 U221 | TrioNAS LX U300-P20 | TrioNAS LX U300-F30 | TrioNAS LX U600Q | TrioNAS LX U600HA | P110V-Series P160V-Series P210V-Series P300Q-Series | P500Q-Series | F200V-Series | F300Q-Series | F400Q-Series
Vendor | Model | Type | Family Models | Comment | Date
10GbE GBIC
Avago | AFBR-709SMZ | 10GbE SFP+ transceiver, 850nm |  |  | 2014-12-30 | V (FW 4.0.0) |  | V (FW 3.4.0) | V (FW 1.4.1) | V (FW 1.1.2) | [7 empty] | V (FW 1.4.0) | V (FW 1.4.0) |  | V (FW 1.4.1) | V (FW 1.0.0) |  | V
FCI | TRX10GVP2010C1 | 10GbE SFP+ transceiver, 850nm |  |  | 2012-03-09 |  |  | V (FW 1.0.2) | [12 empty] | V (FW 1.0.0)
Finisar | FTLX8571D3BCL | 10GbE SFP+ transceiver, 850nm |  |  | 2014-03-27 | V (FW 4.0.0) |  | V | V (FW 1.0.0) | V (FW 1.1.0) | [7 empty] | V (FW 1.2.2) | V (FW 1.4.0) |  | V | V (FW 1.0.0) |  | V
Formerica | TAS-A5NH1-P11 | 10GbE SFP+ transceiver, 850nm |  |  | 2012-03-09 |  |  | V (FW 1.0.2) | [12 empty] | V (FW 1.0.0)
10GbE AOC (Active Optical Cable)
Avago | AFBR-2CAR03Z | 10 GbE SFP+ transceiver, 850nm, 3M | AFBR-2CAR05Z (5M) |  | 2014/3/28 2014/5/13 |  |  | V (FW 3.2.0) | V (FW 1.1.1) | V (FW 1.1.0) | [7 empty] | V (FW 1.2.2) |  |  | V (FW 1.2.2) |  |  | V
16G FC GBIC
Avago | AFBR-57F5PZ | 14.025 Gb/s SFP+ transceiver, 850nm |  |  | 2013/8/26 2013/10/2 | V (FW 4.0.0) | [5 empty] | V (FW 3.2.0) |  | V (FW 1.0.0) | V (FW 1.1.1) |  | V (FW 1.0.0)
Finisar | FTLF8529P3BCV | 14.025 Gb/s SFP+ transceiver, 850nm |  |  | 2013/8/26 2013/10/2 | V (FW 4.0.0) | [5 empty] | V (FW 3.2.0) |  | V (FW 1.0.0) | V (FW 1.1.1) |  | V (FW 1.0.0) |  |  | V (FW 1.4.1)
8G FC GBIC
Avago | AFBR-57D9AMZ | 8.5Gb/s SFP+ transceiver, 850nm |  |  | 2014/9/1 2014/12/29 | [5 empty] | V (FW 3.4.0) |  | V (FW 1.4.1) |  |  |  | V (FW 1.0.0)
Finisar | FTLF8528P3BNV | 8.5Gb/s SFP+ transceiver, 850nm |  |  | 2014-06-13 | [5 empty] | V (FW 3.2.2) |  | V (FW 1.1.2) |  |  | V (FW 1.0.0)
Olink Photonics | OLSP851XL-CDS3QA | 8.5 Gb/s & 10GbE SFP+ transceiver, 850nm |  |  | 2015/4/2 2015/4/21 |  |  | V (FW 3.5.0) | V (FW 3.5.0) | V (1.1.2) | V (FW 3.5.0) |  | V (FW 3.5.0) | [5 empty] | V (FW 1.4.0) |  |  | V (FW 1.0.0)
Legacy 4G FC GBIC
Avago | AFBR-57R5APZ | 4.25Gb/s SFP transceiver, 850nm | [22 empty] | V | V | V
Finisar | FTLF 8524P2BNL | 4.25Gb/s SFP transceiver, 850nm | [22 empty] | V | V | V
Formerica | TSD-S1KH1-A1V | 4.25Gb/s SFP transceiver, 850nm |  |  | 2012-05-25 | [19 empty] | V (FW 1.2.0) | V (FW 2.2.2) | V (FW 2.2.2)
JDSU | JSH-42S4DB3 | 4.25Gb/s SFP transceiver, 850nm | [22 empty] | V | V | V
Picolight | PLRXPL-VE-SG4-26 | 4.25Gb/s SFP transceiver, 850nm | [22 empty] | V | V | V
Legacy 8G FC GBIC
Finisar | FTLF8528P2BNV | 8.5Gb/s SFP transceiver, 850nm |  |  | 2011-11-23 | [5 empty] | V |  | V (FW 1.0.0) |  |  | V (FW 1.0.0)
Legacy 10GbE GBIC
Avago | AFBR-703SDZ | 10GbE SFP+ transceiver, 850nm | [6 empty] | V (FW 1.0.0) | [14 empty] | V

## Cable
[5 empty] | XCubeSAN | XCubeDAS | iSCSI |  |  | Fibre Channel | [6 empty] | SAS |  |  | Unified Storage |  |  |  |  | JBOD
Comment: V: Test with the FW version X: Not recommend |  |  |  |  | XS5212 XS5216 XS5224 XS5226 | XD5312 XD5316 XD5324 XD5326 | AegisSAN LX P600Q | AegisSAN Q500-P20 | AegisSAN V100-P20 | AegisSAN LX F600Q | AegisSAN LX F630Q | AegisSAN Q500-F21 | AegisSAN Q500-F30 | AegisSAN V100-F30 | Q500-F20 Q500-F21 | Q500-F30 | AegisSAN Q500-S20 | Q500-F20 Q500-F21 | Q500-F30 | TrioNAS U220 U221 | TrioNAS LX U300-P20 | TrioNAS LX U300-F30 | TrioNAS LX U600Q | TrioNAS LX U600HA | J300Q | J100
Vendor | Model | Type | Comment | Date
Fibre Cable
JESS-LINK | AC.EFIB0.LCLC0 | LC to LC, 6.25 um, 500cm |  |  | V |  | V | V | V | V | V | V | V | V | [5 empty] | V | V | V | V | V
SAS Cable
JESS-LINK | 1C.ESAS0.MIMI1 | SFF 8088 to SFF 8088, 100cm |  |  |  |  | V | V | V | V | V | V | V | V |  |  | V |  |  |  | V | V | V | V | V | V
JESS-LINK | 1C.ESAS0.MIMI2 | SFF 8088 to SFF 8088, 200cm |  |  |  |  | V | V | V | V | V | V | V | V |  |  | V |  |  |  | V | V | V | V | V | V

## UPS
[5 empty] | XCubeSAN | XCubeDAS | AegisSAN LX | AegisSAN Q500 | AegisSAN V100 | TrioNAS LX |  | TrioNAS | Legacy AegisSAN | Legacy
[5 empty] | XS5212 XS5216 XS5224 XS5226 | XD5312 XD5316 XD5324 XD5326 | P400Q P600Q F600Q F630Q | Q500-P10 Q500-P20 Q500-F20 Q500-F21 Q500-F30 Q500-S20 | V100-P10 V100-P20 V100-F30 | U300-P10 U300-P20 U300-F30 | U400Q U400HA U600Q U600HA | U110 / U120 U210 / U220 U221 | F300Q / F400Q P300Q / P500Q S300Q | P160V P210V F200V S510V
Vendor | Model | Type | Comment | Date
UPS
APC | Smart-UPS | Smart-UPS + UPS Network Management Cards |  | 2015-12-01 |  |  | V | V | V | V | V | V
Legacy UPS
APC | SU700NET | Smart-UPS 700VA 120V |  |  |  |  | V | V (FW 1.0.0) |  | V (FW 1.4.0) | V |  | V | V
APC | SUA750 | Smart-UPS 750VA USB & Serial 120V |  |  |  |  | V | V (FW 1.0.0) |  |  | V |  | V | V
APC | SUA2200RM2U | Smart-UPS 2200VA USB & Serial RM 2U 120V |  |  |  |  | V | V (FW 1.0.0) |  |  | V |  | V | V
APC | SUA2200RM2U | Smart-UPS 2200VA + UPS Network Management Cards |  | 2013/1/23 2014/4/29 |  |  | V | V (FW 1.0.0) | V (FW 1.1.0) | V (FW 1.4.0) | V | V (FW 1.1.0)

## Certification
Product name | Front-end Type | FW version | MPIO driver | Submission ID | Qualification O.S | Approve date | Comment
WQHL (http://www.windowsservercatalog.com/results.aspx?text=qsan&bCatID=1282&avc=10&ava=0&OR=5&chtext=&cstext=&csttext=&chbtext=)
XCubeSAN XS5200 | GbE iSCSI 10GbE iSCSI 16Gb FC | 1.0.0 | 6.2.9200. 16384 | 1831070 1831121 | Windows Server 2016 x64 Windows Server 2012 R2 x64 Windows Server 2012 x64 | 2016/4/12 2016/4/13
XCubeDAS XD5300 | 12Gb SAS | 1.0.0 |  | 1819532 1830492 1831122 | Windows Server 2016 x64 Windows Server 2012 R2 x64 Windows Server 2012 x64 | 2016/3/12 2016/4/11 2016/4/15
AegisSAN LX P400Q | GbE iSCSI | 3.0.4 | 6.2.9200. 16384 | 1580870 | Windows Server 2012 x64 | 2013-05-14
AegisSAN LX P600Q | 10GbE iSCSI | 3.0.4 3.2.1 | 6.2.9200. 16384 | 1580851 1654399 | Windows Server 2012 R2 x64 Windows Server 2012 x64 | 2013/5/13 2014/5/9
AegisSAN LX F600Q | 8Gb FC + GbE iSCSI | 3.0.5 | 6.2.9200. 16384 | 1580876 | Windows Server 2012 x64 | 2013-05-14
AegisSAN LX F630Q | 16Gb FC + GbE iSCSI | 3.2.0 | 6.2.9200. 16384 | 1644414 | Windows Server 2012 R2 x64 Windows Server 2012 x64 | 2014-04-14
AegisSAN Q500-P10 | GbE iSCSI | 1.0.0 3.7.0 | 6.2.9200. 16384 | 1592658 1776094 | Windows Server 2012 x64 | 2013/7/15 2015/11/5 | MPIO ODX
AegisSAN Q500-P20 | 10GbE iSCSI | 1.0.0 3.7.0 | 6.2.9200. 16384 | 1592660 1781043 | Windows Server 2012 x64 | 2013/7/15 2015/11/24 | MPIO ODX
AegisSAN Q500-F21 | 8Gb FC | 1.0.0 3.7.0 | 6.2.9200. 16384 | 1613446 1778449 | Windows Server 2012 x64 | 2013/10/16 2015/11/17 | MPIO ODX
AegisSAN Q500-F30 | 16Gb FC | 1.0.0 3.7.0 | 6.2.9200. 16384 | 1604157 1777079 | Windows Server 2012 x64 | 2013/9/9 2015/11/10 | MPIO ODX
AegisSAN V100-P10 | GbE iSCSI | 1.1.0 3.7.0 | 6.2.9200. 16384 | 1644409 1775082 | Windows Server 2012 R2 x64 Windows Server 2012 x64 | 2014/4/14 2015/11/2 | MPIO ODX
AegisSAN V100-P20 | 10GbE iSCSI | 1.1.0 | 6.2.9200. 16384 | 1658776 | Windows Server 2012 R2 x64 Windows Server 2012 x64 | 2014-06-12
AegisSAN V100-F20 | 8Gb FC | 1.1.0 | 6.2.9200. 16384 | 1654848 | Windows Server 2012 R2 x64 Windows Server 2012 x64 | 2014-05-13
AegisSAN V100-F30 | 16Gb FC | 1.1.0 | 6.2.9200. 16384 | 1687622 | Windows Server 2012 R2 x64 Windows Server 2012 x64 | 2014-10-30
TrioNAS U120 | GbE | 1.2.3 | 6.2.9200. 16384 | 1655563 | Windows Server 2012 R2 x64 Windows Server 2012 x64 | 2014-05-21
TrioNAS LX U300-P10 | GbE | 1.3.1 | 6.2.9200. 16384 | 1679280 | Windows Server 2012 R2 x64 Windows Server 2012 x64 | 2014-08-28
TrioNAS LX U300-P20 | 10GbE | 1.4.0 | 6.2.9200. 16384 | 1682959 | Windows Server 2012 R2 x64 Windows Server 2012 x64 | 2014-09-23
TrioNAS LX U300-F20 | 8Gbb FC | 1.4.0 | 6.2.9200. 16384 | 1689540 | Windows Server 2012 R2 x64 Windows Server 2012 x64 | 2014-11-20
TrioNAS LX U400Q TrioNAS LX U400HA | GbE | 1.0.0 | 6.2.9200. 16384 | 1689529 | Windows Server 2012 R2 x64 Windows Server 2012 x64 | 2014-12-16
TrioNAS LX U600Q TrioNAS LX U600HA | 10GbE | 1.0.0 | 6.2.9200. 16384 | 1689525 | Windows Server 2012 R2 x64 Windows Server 2012 x64 | 2014-12-16
JBOD J300Q | 6G SAS |  |  | 1750981 | Windows Server 2012 R2 x64 Windows Server 2012 x64 | 2015/8/21
VMware (http://partnerweb.vmware.com/comp_guide2/search.php?action=base&deviceCategory=san&partner=360)
XCubeSAN XS5200 | GbE iSCSI 10GbE iSCSI | 1.0.0 | N/A |  | ESXi 6.0 (U1/U2) | 2016-05-23 | VAAI-Block
AegisSAN LX P400Q | GbE iSCSI | 3.0.0 3.2.2 | N/A |  | ESXi 5.5 (U1/U2/U3), 5.1 (U1/U2/U3), 5.0 (U1/U2/U3) ESXi 6.0 (U1) | 2012-06-20 | VAAI-Block
AegisSAN LX P600Q | 10GbE iSCSI | 3.0.0 3.2.2 | N/A |  | ESXi 5.5 (U1/U2/U3), 5.1 (U1/U2/U3), 5.0 (U1/U2/U3) ESXi 6.0 (U1) | 2012-06-20 | VAAI-Block
AegisSAN LX F600Q | 8Gb FC + GbE iSCSI | 3.0.2 3.2.0 | N/A |  | ESXi 5.5 (U1/U2/U3), 5.1 (U1/U2/U3), 5.0 (U1/U2/U3) ESXi 6.0 (U1) | 2012-11-23 | VAAI-Block
AegisSAN LX F630Q | 16Gb FC + GbE iSCSI | 3.2.0 | N/A |  | ESXi 5.5 (U1/U2/U3) ESXi 6.0 (U1) | 2014-03-12 | VAAI-Block
AegisSAN Q500-P10 | GbE iSCSI | 1.0.0 | N/A |  | ESXi 5.1 (U1/U2/U3), 5.0 (U1/U2/U3) | 2013-07-31
AegisSAN Q500-P20 | 10GbE iSCSI | 1.0.0 | N/A |  | ESXi 5.1 (U1/U2/U3), 5.0 (U1/U2/U3) | 2013-07-31
AegisSAN Q500-F30 | 16Gb FC | 1.0.0 | N/A |  | ESXi 5.1 (U1/U2/U3), 5.0 (U1/U2/U3) | 2013-10-17
AegisSAN Q500 | GbE iSCSI 10GbE iSCSI 8Gb FC 16Gb FC | 1.4.1 | N/A |  | ESXi 5.5 (U1/U2/U3) ESXi 6.0 (U1) | 2014/12/12 2014/12/26 | iSCSI, VAAI-Block, FC
AegisSAN V100-P10 | GbE iSCSI | 1.1.0 | N/A |  | ESXi 5.5 (U1/U2/U3) ESXi 6.0 (U1) | 2014-06-10 | VAAI-Block
AegisSAN V100-P20 | 10GbE iSCSI | 1.1.0 | N/A |  | ESXi 5.5 (U1/U2/U3) ESXi 6.0 (U1) | 2014-06-10 | VAAI-Block
AegisSAN V100-F30 | 16Gb FC | 1.1.1 | N/A |  | ESXi 5.5 (U1/U2/U3) ESXi 6.0 (U1) | 2014-12-02 | VAAI-Block
AegisSAN V100-F20 | 8Gb FC | 1.1.0 | N/A |  | ESXi 5.5 U2, ESXi 5.5 U1, 5.5 | 2014-06-10 | VAAI-Block
TrioNAS U110 | GbE | 1.1.0 1.2.3 | N/A |  | ESXi 5.5 (U1/U2/U3), 5.1 (U1/U2/U3), 5.0 (U1/U2/U3) ESXi 6.0 (U1) | 2013/3/29 2014/5/20 | NFS
TrioNAS U120 | GbE | 1.2.3 | N/A |  | ESXi 5.5 (U1/U2/U3) ESXi 6.0 (U1) | 2014-07-17 | NFS, iSCSI, VAAI-Block
TrioNAS U210 | GbE | 1.1.0 1.2.3 | N/A |  | ESXi 5.5 (U1/U2/U3), 5.1 (U1/U2/U3), 5.0 (U1/U2/U3) ESXi 6.0 (U1) | 2013/3/29 2014/5/20 | NFS, iSCSI, VAAI-Block
TrioNAS U211 | GbE | 2.1.0 | N/A |  | ESXi 6.0 (U1) | 2015-10-19 | NFS,VAAI-Block
TrioNAS U220 | 10GbE | 1.1.0 1.2.3 | N/A |  | ESXi 5.5 (U1/U2/U3), 5.1 (U1/U2/U3), 5.0 (U1/U2/U3) ESXi 6.0 (U1) | 2013/3/29 2014/5/20 | NFS
TrioNAS U221 | 10GbE | 1.1.0 1.2.3 2.1.0 | N/A |  | ESXi 5.5 (U1/U2/U3), 5.1 (U1/U2/U3), 5.0 (U1/U2/U3) ESXi 6.0 (U1) | 2013/3/29 2014/5/20 2015/10/19 | NFS, iSCSI, VAAI-Block, VAAI-NAS
TrioNAS LX U300 | GbE 10GbE 8Gb FC | 1.4.0 2.1.0 | N/A |  | ESXi 5.5 (U1/U2/U3) ESXi 6.0 (U1) | 2014/9/23 2014/10/13 2014/11/18 2015/9/22 | NFS, FC, iSCSI, VAAI-Block, VAAI-NAS
TrioNAS LX U400Q TrioNAS LX U400HA | GbE | 1.1.0 1.2.3 2.1.0 | N/A |  | ESXi 5.5 (U1/U2/U3), 5.1 (U1/U2/U3), 5.0 (U1/U2/U3) ESXi 6.0 (U1) | 2013/3/29 2015/10/19 | NFS, VAAI-NAS
TrioNAS LX U600Q TrioNAS LX U600HA | 10GbE | 1.1.0 1.2.3 2.1.0 | N/A |  | ESXi 5.5 (U1/U2/U3), 5.1 (U1/U2/U3), 5.0 (U1/U2/U3) ESXi 6.0 (U1) | 2013/3/29 2015/10/19 | NFS, VAAI-NAS
Citrix (http://www.citrix.com/ready/en/qsan-technology-inc)
AegisSAN LX P400Q | GbE iSCSI | 3.0.8 | N/A |  | Citrix XenServer 6.0, 6.0.2 | 2013/8/23
AegisSAN LX P600Q | 10GbE iSCSI | 3.0.8 | N/A |  | Citrix XenServer 6.0, 6.0.2 | 2013/8/23
AegisSAN LX F600Q | 8Gb FC + GbE iSCSI | 3.0.3 3.0.8 | N/A |  | Citrix XenServer 6.0 Citrix XenServer 6.0.2 | 2012/10/22 2013/8/23
AegisSAN LX F630Q | 16Gb FC + GbE iSCSI | 3.2.0 | N/A |  | Citrix XenServer 6.2 | 2014/1/21
AegisSAN Q500-P10 | GbE iSCSI | 1.0.0 | N/A |  | Citrix XenServer 6.0.2, 6.0 | 2013-07-04
AegisSAN Q500-P20 | 10GbE iSCSI | 1.0.0 | N/A |  | Citrix XenServer 6.0.2, 6.0 | 2013-07-04
AegisSAN Q500-F20 | 8Gb FC | 1.0.0 | N/A |  | Citrix XenServer 6.2 | 2013-09-11
AegisSAN Q500-F21 | 8Gb FC | 1.0.0 | N/A |  | Citrix XenServer 6.2 | 2013-10-22
AegisSAN Q500-F30 | 16Gb FC | 1.0.0 | N/A |  | Citrix XenServer 6.2 | 2013-09-11
AegisSAN V100-P10 | GbE iSCSI | 1.1.0 | N/A |  | Citrix XenServer 6.2 | 2014-03-10
AegisSAN V100-P20 | 10GbE iSCSI | 1.1.0 | N/A |  | Citrix XenServer 6.2 | 2014-06-11
AegisSAN V100-F30 | 16Gb FC | 1.1.1 | N/A |  | Citrix XenServer 6.2 | 2014-10-15
TrioNAS U110 | GbE | 1.1.0 | N/A |  | Citrix XenServer 6.0, 6.1 | 2013/3/14
TrioNAS U120 | GbE | 1.2.4 | N/A |  | Citrix XenServer 6.2 | 2014-07-17
TrioNAS U210 | GbE | 1.1.0 | N/A |  | Citrix XenServer 6.0, 6.1 | 2013/3/14
TrioNAS U220 | 10GbE | 1.1.0 | N/A |  | Citrix XenServer 6.0, 6.1 | 2013/3/14
TrioNAS U221 | 10GbE | 1.1.0 | N/A |  | Citrix XenServer 6.0, 6.1 | 2013/3/14
TrioNAS LX U300-P10 | GbE | 1.4.0 | N/A |  | Citrix XenServer 6.2 | 2014-09-11
TrioNAS LX U300-P20 | 10GbE | 1.4.0 | N/A |  | Citrix XenServer 6.2 | 2014-10-06
TrioNAS LX U300-F20 | 8Gb FC | 1.4.0 | N/A |  | Citrix XenServer 6.2 | 2014-10-03
TrioNAS LX U400Q TrioNAS LX U400HA | GbE | 1.0.0 | N/A |  | Citrix XenServer 6.2 | 2014-08-05
TrioNAS LX U600Q TrioNAS LX U600HA | 10GbE iSCSI | 1.0.0 | N/A |  | Citrix XenServer 6.2 | 2014-08-05
Legacy WQHL (http://www.windowsservercatalog.com/results.aspx?text=qsan&bCatID=1282&avc=10&ava=0&OR=5&chtext=&cstext=&csttext=&chbtext=)
AegisSAN F300Q | 4G FC | 2.0.1 | 2.0.0 | 1430008 | Windows Server 2008 Release 2 family, x64 | 2010/11/17
|  |  |  | 1432372 | Windows Server 2008 family, x64 Windows Server 2008 family, x86 | 2010/11/23
|  |  |  | 1435271 | Windows Server 2003 family, x64 Windows Server 2003 family, x86 | 2010/12/13
|  | 2.2.4 | 6.2.9200. 16384 | 1580879 | Windows Server 2012 x64 | 2013-05-14
AegisSAN F400Q | 4G FC + GbE iSCSI | 2.2.4 | 6.2.9200. 16384 | 1580884 | Windows Server 2012 x64 | 2013-05-14
AegisSAN P300Q | GbE iSCSI | 2.0.1 | N/A | 1432905 | Windows Server 2008 Release 2 family, x64 | 2010/11/25
|  |  |  | 1434089 | Windows Server 2008 family, x64 Windows Server 2008 family, x86 | 2010-12-06
|  |  |  | 1433168 | Windows Server 2003 family, x64 Windows Server 2003 family, x86 | 2010/11/29
|  | 2.2.4 | 6.2.9200. 16384 | 1581252 | Windows Server 2012 x64 | 2013-05-15
AegisSAN P500Q | 10GbE iSCSI | 2.0.1 | N/A | 1432839 | Windows Server 2008 Release 2 family, x64 | 2010/11/25
|  |  |  | 1434842 | Windows Server 2008 family, x64 Windows Server 2008 family, x86 | 2010/12/10
|  |  |  | 1434864 | Windows Server 2003 family, x64 Windows Server 2003 family, x86 | 2010/12/10
|  | 2.2.4 | 6.2.9200. 16384 | 1581254 | Windows Server 2012 x64 | 2013-05-15
AegisSAN S300Q | SAS | 2.0.1 | 2.0.0 | 1431073 | Windows Server 2008 Release 2 family, x64 | 2010/11/15
|  |  |  | 1432844 | Windows Server 2008 family, x64 Windows Server 2008 family, x86 | 2010/11/25
|  |  |  | 1435282 | Windows Server 2003 family, x64 Windows Server 2003 family, x86 | 2010/12/13
|  | 2.2.4 | 6.2.9200. 16384 | 1582575 | Windows Server 2012 x64 | 2013-05-23
Legacy VMware (http://partnerweb.vmware.com/comp_guide2/search.php?action=base&deviceCategory=san&partner=360)
AegisSAN F300Q | 4G FC | 1.0.2 1.0.2 2.1.0 | N/A |  | ESX 4.0 U4, 4.0 U3, 4.0 U2, 4.0 U1 ESX 4.1 U3, 4.1 U3, 4.1 U3, 4.1 ESXi 5.1 U1, 5.1, 5.0 U2, 5.0 U1 | 2010/5/28 2010/5/28 2012/2/20
AegisSAN P300Q | GbE iSCSI | 1.0.2 1.0.2 2.1.0 | N/A |  | ESX 4.0 U4, 4.0 U3, 4.0 U2, 4.0 U1 ESX 4.1 U3, 4.1 U3, 4.1 U3, 4.1 ESXi 5.1 U1, 5.1, 5.0 U2, 5.0 U1, 5.0 | 2010/5/28 2010/5/28 2012/2/8
AegisSAN P500Q | 10GbE iSCSI | 1.0.2 1.0.2 2.1.0 | N/A |  | ESX 4.0 U4,4.0 U3, 4.0 U2, 4.0 U1 ESX 4.1 U3, 4.1 U3, 4.1 U3, 4.1 ESXi 5.1 U1, 5.1, 5.0 U2, 5.0 U1, 5.0 | 2010/7/16 2010/7/16 2012/2/13
TrioNAS U200 | 1GbE | 1.1.0 | N/A |  | ESXi 5.1 U1, 5.1, 5.0 U2, 5.0 U1, 5.0 | 2013-03-29
P110V04 | GbE iSCSI |  | N/A |  | ESXi 5.1 U1, 5.1, 5.0 U2, 5.0 U1, 5.0 | 2012-02-20
P210V40 | GbE iSCSI |  | N/A |  | ESXi 5.1 U1, 5.1, 5.0 U2, 5.0 U1, 5.0 | 2012-02-20
Legacy Citrix (http://www.citrix.com/ready/en/qsan-technology-inc)
AegisSAN F300Q | 4G FC | 2.0.1 | N/A |  | Citrix XenServer 5.6 | 2011/1/25
AegisSAN P300Q | GbE iSCSI | 2.0.1 2.2.0 | N/A |  | Citrix XenServer 5.6 Citrix XenServer 6.0 | 2010/11/30 2011/12/7
AegisSAN P500Q | 10GbE iSCSI | 2.0.1 2.2.0 | N/A |  | Citrix XenServer 5.6 Citrix XenServer 6.0 | 2010/12/12 2011/12/7
TrioNAS U200 | GbE | 1.1.0 | N/A |  | Citrix XenServer 5.6, 6.0, 6.1 | 2013/3/14
P110V04 | GbE iSCSI | 1.2.0 | N/A |  | Citrix XenServer 5.6
AegisSAN LX P400Q | GbE iSCSI | 1.0.0 | N/A |  | Citrix XenServer 5.6 | 2011/8/29 2013/8/23
AegisSAN LX P600Q | 10GbE iSCSI | 1.0.0 | N/A |  | Citrix XenServer 5.6 | 2011/8/10 2013/8/23
TrioNAS U110 | GbE | 1.1.0 | N/A |  | Citrix XenServer 5.6 | 2013/3/14
TrioNAS U210 | GbE | 1.1.0 | N/A |  | Citrix XenServer 5.6 | 2013/3/14
TrioNAS U220 | 10GbE | 1.1.0 | N/A |  | Citrix XenServer 5.6 | 2013/3/14
TrioNAS U221 | 10GbE | 1.1.0 | N/A |  | Citrix XenServer 5.6 | 2013/3/14

## Memory
[8 empty] | AegisSAN LX | AegisSAN Q500 | AegisSAN V100 | TrioNAS LX |  |  | TrioNAS | AegisSAN
Comment: V: Test with the FW version X: Not recommend | [7 empty] | P400Q P600Q F600Q F630Q | Q500-P10 Q500-P20 Q500-P21 Q500-F20 Q500-F21 Q500-F30 | V100-P10 V100-P20 V100-F30 | U300-P10 U300-P20 U300-F30 | U400Q U600Q | U400HA U600HA | U210 / U220 U221 | F300Q / F400Q P300Q / P500Q S300Q | F200C P110C / P130C P160C / P210C S510C | F100C P101C / P102C S101C / S121C S141C
Vendor | Model | Capa city | Speed | Description | Chipset | Comment | Date
DDR3
ACPI Digital | CMA5-4FA01GAL01AE0 | 4GB | DDR3-1600 | UDIMM, ECC, VLP | Hynix |  | 2014/5/29 2014/6/20 | V (FW 3.2.2) | V (FW 1.1.2) | V (FW 1.1.0) |  | V (FW 1.2.2)
ACPI Digital | CMA5-4GA01GAL01AE0 | 8GB | DDR3-1600 | UDIMM, ECC, VLP | Hynix |  | 2014-06-19 | V (FW 3.2.2) | V (FW 1.1.2) |  | V (FW 1.4.0) | V (FW 1.2.2)
ADATA | AD3C1600C4G11-BHYC | 4GB | DDR3-1600 | UDIMM, ECC, VLP | Hynix |  | 2013/8/26 2014/2/7 | V (FW 3.2.0) | V (FW 1.0.0) |  | / |  | /
ADATA | AD3C1600W4G11-BMIE | 4GB | DDR3-1600 | UDIMM, ECC, VLP | Micron |  | 2014/4/23 2014/5/29 | V (FW 3.2.1) | V (FW 1.1.1) | V (FW 1.1.0) |  | V (FW 1.2.2) | /
ADATA | AD3C1600W8G11-BMIE | 8GB | DDR3-1600 | UDIMM, ECC, VLP | Micron | BBM stays less than three days | 2013/6/25 2015/3/13 | V (FW 3.0.6) | V (FW 1.0.0) | V (FW 1.1.2) | V (FW 1.4.0)
ADATA | ADDE1600W8G11-BMIE | 8GB | DDR3-1600 | UDIMM, ECC | Micron |  | 2013-08-26 |  |  |  | V (FW 1.4.0) |  |  | V (FW 1.2.0)
Kingston | KVR13LR9D4L/16 | 16GB | DDR3-1333 | RDIMM, ECC, VLP | Elpida |  | 2013-08-30 |  |  |  |  | V (FW 1.2.1)
Transcend | TS512MLK72W6HL | 4GB | DDR3-1600 | UDIMM, ECC, VLP | Samsung |  | 2015-08-28 | V (FW 3.6.2) | V (FW 3.6.1) | V (FW 3.6.1) | / |  | /
Transcend | TS512MKR72V3NL | 4GB | DDR3-1333 | RDIMM, ECC, VLP | Hynix | BBM stays less than three days | 2012-05-18 | V (FW 1.0.5)
Transcend | TS1GLK72W6HL | 8GB | DDR3-1600 | UDIMM, ECC, VLP | Samsung |  | 2015-10-02 | V (FW 3.6.2) | V (FW 3.6.1) | V (FW 3.6.1) | V (FW 2.0.0) |  | V (FW 1.1.0)
Transcend | TS1GKR72V3HL | 8GB | DDR3-1333 | RDIMM, ECC, VLP | Samsung | BBM stays less than three days | 2012-10-26 | V (FW 3.0.2)
Transcend | TS1GLK72V6H | 8GB | DDR3-1600 | UDIMM, ECC | Samsung |  | 2013-10-29 | [6 empty] | V (FW 1.2.1)
Transcend | TS2GKR72V6PL | 16GB | DDR3-1600 | RDIMM, ECC, VLP | Samsung |  | 2013-10-02 |  |  |  |  | V (FW 1.2.1)
Unigen | UG51U7200N8DU-ACC | 4GB | DDR3-1333 | UDIMM, ECC, VLP | Hynix | BBM stays less than three days | 2011-12-02 | V (FW 1.0.1) |  |  |  |  | /
Unigen | UG51U7200N8DU-ACZ | 4GB | DDR3-1333 | UDIMM, ECC, VLP | Hynix | BBM stays less than three days | 2011-12-09 | V (FW 1.0.1) |  |  |  |  | /
Unigen | UG10U7200P8DU-CAZ-000-01 | 8GB | DDR3-1333 | UDIMM, ECC, VLP | Hynix | BBM stays less than three days | 2012-08-31 | V (FW 1.0.7)
Legacy DDR2
Apacer | 78.B1G1D.AT30C | 4GB | DDR2-800 | UDIMM, ECC | Micron | UDIMM | 2012-06-13 | [7 empty] | V (FW 2.2.2)
Apacer | 78.B1GDF.42E0C | 4GB | DDR3-1333 | UDIMM, ECC, VLP | Elpida | BBM stays less than three days | 2011-12-02 | V (FW 1.0.1)
Apacer | 78.C1GEQ.ATE0C | 8GB | DDR3-1333 | UDIMM, ECC, VLP | Micron | BBM stays less than three days | 2012-11-01 | V (FW 3.0.2)
Kingston | KVR667D2E5/1G | 1GB | DDR2-667 | UDIMM, ECC | Hynix |  | 2010-04-30 | [8 empty] | V
Kingston | KVR800D2E6/1G | 1GB | DDR2-800 | UDIMM, ECC | Hynix |  | 2010-05-03 | [8 empty] | V
Kingston | KVR667D2E5/2G | 2GB | DDR2-667 | UDIMM, ECC | Hynix |  | 2010-05-12 | [7 empty] | V | V
Kingston | KVR800D2E6/2G | 2GB | DDR2-800 | UDIMM, ECC | Elpida |  | 2010-05-04 | [7 empty] | V | V
Kingston | KVR800D2E6/4G | 4GB | DDR2-800 | UDIMM, ECC | Elpida | BBM stays less than three days | 2010-07-02 | [7 empty] | V
Ramstar | RSL80A4RDBLQS/8G | 8GB | DDR3-1333 | RDIMM, ECC, VLP | N/A | BBM stays less than three days | 2012-06-06 | V (FW 1.0.5)
Unigen | UG25T7200M8DU-5AM | 2GB | DDR2-533 | UDIMM, ECC | Micron | [9 empty] | V | V
Unigen | UG25T7200M8DU-6AK | 2GB | DDR2-667 | UDIMM, ECC, VLP | Hynix |  | 2009-05-07 | [7 empty] | V | V
Unigen | UG12T7200L8DR-5AC | 1GB | DDR2-533 | RDIMM, ECC | Elpida | [10 empty] | V
Unigen | UG12T7200L8DU-5AM | 1GB | DDR2-533 | UDIMM, ECC | Elpida | [10 empty] | V
Unigen | UG12T7200L8DU-5AM | 1GB | DDR2-533 | UDIMM, ECC | Hynix |  | 2008-07-03 | [8 empty] | V
Unigen | UG12T7200M8DU-5AL | 1GB | DDR2-533 | UDIMM, ECC | Hynix |  | 2008-06-12 | [8 empty] | V
Unigen | UG12T7200M8DU-6AK | 1GB | DDR2-667 | UDIMM, ECC, VLP | Hynix |  | 2009-03-20 | [8 empty] | V
Unigen | UG12T7200M8DU-C8K-000-00 | 1GB | DDR2-667 | UDIMM, ECC, VLP | Hynix |  | 2012-11-23 | [8 empty] | V (FW 1.2.0)
Unigen | UG25T7200M8DU-C8K-000-00 | 2GB | DDR2-667 | UDIMM, ECC, VLP | SKhynix |  | 2013-10-02 | [7 empty] | V (FW 2.2.5)
Unigen | UG51T7200N8DU-8CM | 4GB | DDR2-800 | UDIMM, ECC | Hynix | BBM stays less than three days | 2010-02-11 | [7 empty] | V
Unigen | UG51T7200N8DU-8AM | 4GB | DDR2-800 | UDIMM, ECC | Micron | BBM stays less than three days | 2012-07-13 | [7 empty] | V (FW 2.2.2)
Legacy DDR
Unigen | UG732D6688KN-DH | 256MB | DDR-333 | UDIMM, ECC | Hynix | [11 empty] | V
Unigen | UG732D6688KS-DH | 256MB | DDR-333 | UDIMM, ECC | Hynix | Low-profile | [10 empty] | V
Unigen | UG732D7588KZ-DH | 256MB | DDR-333 | RDIMM, ECC | Elpida | [11 empty] | V
Unigen | UG764D7588KZ-DH | 512MB | DDR-333 | RDIMM, ECC | Elpida | [11 empty] | V
Unigen | UG764D6688LS-DH | 512MB | DDR-333 | UDIMM, ECC | Hynix | Low-profile | [10 empty] | V
Unigen | UG764D7488LS-GJF | 512MB | DDR-400 | UDIMM, ECC | Hynix | Low-profile | [10 empty] | V
Unigen | UG7128D7588LZ-DH | 1GB | DDR-333 | RDIMM, ECC | Hynix | [11 empty] | V
Unigen | UG7128D7488LN-GJF | 1GB | DDR-400 | Unbuffered, ECC | Hynix | [11 empty] | V
Unigen | UG7128D7588LZ-GJF | 1GB | DDR-400 | RDIMM, ECC | Elpida | [11 empty] | V
Unigen | UG7128D7588LZ-GJF | 1GB | DDR-400 | RDIMM, ECC | Hynix | [11 empty] | V
Unigen | UG7128D6688LN-GJF | 1GB | DDR-400 | UDIMM, ECC | Elpida | [11 empty] | V
Unigen | UG7128D6688LN-GJF | 1GB | DDR-400 | UDIMM, ECC | Hynix | [11 empty] | V